## Unmetered Supplies Operational
Nominal Watts | Unit Description 1 | Unit Description 2 | Company | Manufacturer's Designation | Old Charge Code | New Charge Code | Circuit Watts | Circuit VA | Circuit VAR | Circuit Power Factor | Dimmed Circuit Watts | Dimmed Circuit VA | Dimmed Circuit VAR | Dimmed Power Factor | Status | Date Issued | Effective To Date | Standard/Non Standard Conversion | Lamps / Signals / Miscellaneous | Date Amended (This column is used when a change to the equipment description, circuit watts, or anything other than the Charge Code itself is made) | Amendment Notes
24 | Traffic Light Regulatory Sign | Tungsten | Generic | None | 100240 | 100240000100 | 24 | 24 | [6 empty] | P | 2005-06-01 |  | Standard Conversion | Lamps
25 | General lighting service filament | GLS GLD | Generic | None | 100250 | 100250000100 | 25 | 25 | 0 | 1 |  |  |  |  | P | 2005-06-01 |  | Standard Conversion | Lamps
40 | General lighting service filament | GLS GLD | Generic | None | 100400 | 100400000100 | 40 | 50 | 0 | 1 |  |  |  |  | P | 2005-06-01 |  | Standard Conversion | Lamps
60 | General lighting service filament | GLS GLD | Generic | None | 100600 | 100600000100 | 60 | 60 | 0 | 1 |  |  |  |  | P | 2005-06-01 |  | Standard Conversion | Lamps
75 | General lighting service filament | GLS GLD PAR | Generic | None | 100750 | 100750000100 | 75 | 75 | 0 | 1 |  |  |  |  | P | 2005-06-01 |  | Standard Conversion | Lamps
80 | General lighting service filament | GLS GLD PAR | Generic | None | 100800 | 100800000100 | 80 | 80 | 0 | 1 |  |  |  |  | P | 2005-06-01 |  | Standard Conversion | Lamps
100 | General lighting service filament | GLS GLD | Generic | None | 101000 | 101000000100 | 100 | 100 | 0 | 1 |  |  |  |  | P | 2005-06-01 |  | Standard Conversion | Lamps
120 | General lighting service filament | GLS GLD PAR | Generic | None | 101200 | 101200000100 | 120 | 120 | 0 | 1 |  |  |  |  | P | 2005-06-01 |  | Standard Conversion | Lamps
150 | General lighting service filament | GLS GLD | Generic | None | 101500 | 101500000100 | 150 | 150 | 0 | 1 |  |  |  |  | P | 2005-06-01 |  | Standard Conversion | Lamps
200 | General lighting service filament | GLS GLD | Generic | None | 102000 | 102000000100 | 200 | 200 | 0 | 1 |  |  |  |  | P | 2005-06-01 |  | Standard Conversion | Lamps
300 | General lighting service filament | GLS GLD | Generic | None | 103000 | 103000000100 | 300 | 300 | 0 | 1 |  |  |  |  | P | 2005-06-01 |  | Standard Conversion | Lamps
500 | General lighting service filament | GLS GLD | Generic | None | 105000 | 105000000100 | 500 | 500 | 0 | 1 |  |  |  |  | P | 2005-06-01 |  | Standard Conversion | Lamps
50 | Tungsten Halogen | TH | Generic | None | 300500 | 300500000100 | 50 | 50 | 0 | 1 |  |  |  |  | P | 2005-06-01 |  | Standard Conversion | Lamps
100 | Tungsten Halogen | TH | Generic | None | 301000 | 301000000100 | 100 | 100 | 0 | 1 |  |  |  |  | P | 2005-06-01 |  | Standard Conversion | Lamps
150 | Tungsten Halogen | TH | Generic | None | 301500 | 301500000100 | 150 | 150 | 0 | 1 |  |  |  |  | P | 2005-06-01 |  | Standard Conversion | Lamps
200 | Tungsten Halogen | TH | Generic | None | 302000 | 302000000100 | 200 | 200 | 0 | 1 |  |  |  |  | P | 2005-06-01 |  | Standard Conversion | Lamps
300 | Tungsten Halogen | TH | Generic | None | 303000 | 303000000100 | 300 | 300 | 0 | 1 |  |  |  |  | P | 2005-06-01 |  | Standard Conversion | Lamps
500 | Tungsten Halogen | TH | Generic | None | 305000 | 305000000100 | 500 | 500 | 0 | 1 |  |  |  |  | P | 2005-06-01 |  | Standard Conversion | Lamps
1000 | Tungsten Halogen | TH | Generic | None | 310000 | 310000000100 | 1000 | 1000 | 0 | 1 |  |  |  |  | P | 2005-06-01 |  | Standard Conversion | Lamps
1500 | Tungsten Halogen | TH | Generic | None | 315000 | 315000000100 | 1500 | 1500 | 0 | 1 |  |  |  |  | P | 2005-06-01 |  | Standard Conversion | Lamps
1 | Electrical Isolation Device | Power Supply Unit (PSU) | PACS Services | PSU24 |  | 821001000100 | 1 | 1 | 1 | 0.75 |  |  |  |  | Superseded by 821 0001 000 100 | 2010-08-05 | 2010-11-02 | N/A | Miscellaneous
2 | Electrical Isolation Device | Monitoring Board | PACS Services | SIS Solo |  | 821002000100 | 2 | 3 | 2 | 0.75 |  |  |  |  | Superseded by 821 0002 000 100 | 2010-08-05 | 2010-11-02 | N/A | Miscellaneous
3 | Electrical Isolation Device | Monitoring Boards | PACS Services | SIS Quad |  | 821003000100 | 3 | 4 | 3 | 0.69 |  |  |  |  | Superseded by 821 0003 000 100 | 2010-08-05 | 2010-11-02 | N/A | Miscellaneous
18 | Low Pressure Sodium | SOX SOXPLUS | Generic | Standard | 1100181 | 1100181000100 | 25 | 29 | 15 | 0.87 |  |  |  |  | P | 2005-06-01 |  | Standard Conversion | Lamps
35 | Low Pressure Sodium | SOX SOXPLUS | Generic | Standard | 1100351 | 1100351000100 | 65 | 75 | 37 | 0.87 |  |  |  |  | P | 2005-06-01 |  | Standard Conversion | Lamps
35 | Low Pressure Sodium | SOX SOXPLUS | Generic | Low Loss | 1100352 | 1100352000100 | 58 | 86 | 64 | 0.67 |  |  |  |  | P | 2005-06-01 |  | Standard Conversion | Lamps
35 | Low Pressure Sodium | SOX | Generic | High Frequency Electronic | 1100353 | 1100353000100 | 39 | 40 | 9 | 0.98 |  |  |  |  | P | 2005-06-01 |  | Standard Conversion | Lamps
35 | Low Pressure Sodium | SOX HF Ballast | Vision Engineering | 35W High Frequency Sox LPS HF Ballasts |  | 1100353001100 | 31 | 32 | 7 | 0.97 |  |  |  |  | P | 2011-08-30 |  | N/A | Lamps
55 | Low Pressure Sodium | SOX SOXPLUS | Generic | Standard | 1100551 | 1100551000100 | 84 | 95 | 44 | 0.87 |  |  |  |  | Superseded by 11 0055 1000 100 | 2005-06-01 | 2012-03-31 | Standard Conversion | Lamps | 2012-02-29 | Superseded
55 | Low Pressure Sodium | SOX SOXPLUS | Generic | Standard |  | 1100551000100 | 77 | 91 | 48 | 0.85 |  |  |  |  | P | 2012-04-01 |  | N/A | Lamps
55 | Low Pressure Sodium | SOX SOXPLUS | Generic | Low Loss | 1100552 | 1100552000100 | 67 | 73 | 29 | 0.92 |  |  |  |  | Superseded by 11 0055 2000 100 | 2005-06-01 | 2012-03-31 | Standard Conversion | Lamps | 2012-02-29 | Superseded
55 | Low Pressure Sodium | SOX SOXPLUS | Generic | Low Loss |  | 1100552000100 | 74 | 87 | 46 | 0.85 |  |  |  |  | P | 2012-04-01 |  | N/A | Lamps
55 | Low Pressure Sodium | SOX | Generic | High Frequency Electronic | 1100553 | 1100553000100 | 59 | 59 | 0 | 1 |  |  |  |  | P | 2005-06-01 |  | Standard Conversion | Lamps
55 | Low Pressure Sodium | SOX HF Ballast | Vision Engineering | 55W High Frequency Sox LPS HF Ballasts |  | 1100553001100 | 55 | 56 | 10 | 0.99 |  |  |  |  | P | 2011-08-30 |  | N/A | Lamps
90 | Low Pressure Sodium | SOX SOXPLUS | Generic | Standard | 1100901 | 1100901000100 | 123 | 140 | 67 | 0.88 |  |  |  |  | Superseded by 11 0090 1000 100 | 2005-06-01 | 2012-03-31 | Standard Conversion | Lamps | 2012-02-29 | Superseded
90 | Low Pressure Sodium | SOX SOXPLUS | Generic | Standard |  | 1100901000100 | 130 | 153 | 81 | 0.85 |  |  |  |  | P | 2012-04-01 |  | N/A | Lamps
90 | Low Pressure Sodium | SOX SOXPLUS | Generic | Low Loss | 1100902 | 1100902000100 | 104 | 120 | 60 | 0.87 |  |  |  |  | Superseded by 11 0090 2000 100 | 2005-06-01 | 2012-03-31 | Standard Conversion | Lamps | 2012-02-29 | Superseded
90 | Low Pressure Sodium | SOX SOXPLUS | Generic | Low Loss |  | 1100902000100 | 122 | 144 | 76 | 0.85 |  |  |  |  | P | 2012-04-01 |  | N/A | Lamps
90 | Low Pressure Sodium | SOX HF Ballast | Vision Engineering | 90W High Frequency Sox LPS HF Ballasts |  | 1100903000100 | 72 | 73 | 12 | 0.99 |  |  |  |  | P | 2011-08-30 |  | N/A | Lamps
135 | Low Pressure Sodium | SOX SOXPLUS | Generic | Standard | 1101351 | 1101351000100 | 175 | 206 | 109 | 0.85 |  |  |  |  | Superseded by 11 0135 1000 100 | 2005-06-01 | 2012-03-31 | Standard Conversion | Lamps | 2012-02-29 | Superseded
135 | Low Pressure Sodium | SOX SOXPLUS | Generic | Standard |  | 1101351000100 | 190 | 224 | 119 | 0.85 |  |  |  |  | P | 2012-04-01 |  | N/A | Lamps
135 | Low Pressure Sodium | SOX SOXPLUS | Generic | Low Loss | 1101352 | 1101352000100 | 159 | 168 | 54 | 0.95 |  |  |  |  | Superseded by 11 0135 2000 100 | 2005-06-01 | 2012-03-31 | Standard Conversion | Lamps | 2012-02-29 | Superseded
135 | Low Pressure Sodium | SOX SOXPLUS | Generic | Low Loss |  | 1101352000100 | 178 | 209 | 110 | 0.85 |  |  |  |  | P | 2012-04-01 |  | N/A | Lamps
180 | Low Pressure Sodium | SOX SOXPLUS | Generic | Standard | 1101801 | 1101801000100 | 223 | 245 | 101 | 0.91 |  |  |  |  | P | 2005-06-01 | 2013-03-31 | Standard Conversion | Lamps | 2013-03-20 | Charge code superseded due to load research programme undertaken by ELEXON to confirm consumption values
180 | Low Pressure Sodium | SOX SOXPLUS | Generic | Standard | 1101801 | 1101801000100 | 246 | 270 | 111 | 0.91 |  |  |  |  | P | 2013-04-01 |  | Standard Conversion | Lamps
180 | Low Pressure Sodium | SOX SOXPLUS | Generic | Low Loss |  | 1101802000100 | 223 | 245 | 101 | 0.91 |  |  |  |  | P | 2005-06-01 |  |  | Lamps
18 | Low Pressure Sodium (Economy) | SOX/E | Generic | Optimum | 1200184 | 1200184000100 | 25 | 30 | 17 | 0.83 |  |  |  |  | P | 2005-06-01 |  | Standard Conversion | Lamps
26 | Low Pressure Sodium (Economy) | SOX/E | Generic | Standard | 1200261 | 1200261000100 | 59 | 73 | 43 | 0.81 |  |  |  |  | P | 2005-06-01 |  | Standard Conversion | Lamps
26 | Low Pressure Sodium (Economy) | SOX/E | Generic | Low Loss | 1200262 | 1200262000100 | 41 | 42 | 9 | 0.98 |  |  |  |  | P | 2005-06-01 |  | Standard Conversion | Lamps
26 | Low Pressure Sodium (Economy) | SOX/E | Generic | Optimum | 1200264 | 1200264000100 | 33 | 38 | 19 | 0.87 |  |  |  |  | P | 2005-06-01 |  | Standard Conversion | Lamps
36 | Low Pressure Sodium (Economy) | SOX/E | Generic | Standard | 1200361 | 1200361000100 | 67 | 84 | 51 | 0.8 |  |  |  |  | P | 2005-06-01 |  | Standard Conversion | Lamps
36 | Low Pressure Sodium (Economy) | SOX/E | Generic | Low Loss | 1200362 | 1200362000100 | 51 | 55 | 21 | 0.93 |  |  |  |  | P | 2005-06-01 |  | Standard Conversion | Lamps
36 | Low Pressure Sodium (Economy) | SOX/E | Generic | High Frequency Electronic | 1200363 | 1200363000100 | 38 | 38 | 0 | 1 |  |  |  |  | P | 2005-06-01 |  | Standard Conversion | Lamps
36 | Low Pressure Sodium (Economy) | SOX/E | Generic | Optimum | 1200364 | 1200364000100 | 45 | 49 | 19 | 0.92 |  |  |  |  | P | 2005-06-01 |  | Standard Conversion | Lamps
66 | Low Pressure Sodium (Economy) | SOX/E | Generic | Standard | 1200661 | 1200661000100 | 104 | 108 | 29 | 0.96 |  |  |  |  | P | 2005-06-01 |  | Standard Conversion | Lamps
66 | Low Pressure Sodium (Economy) | SOX/E | Generic | Low Loss | 1200662 | 1200662000100 | 83 | 92 | 40 | 0.9 |  |  |  |  | P | 2005-06-01 |  | Standard Conversion | Lamps
66 | Low Pressure Sodium (Economy) | SOX/E | Generic | High Frequency Electronic | 1200663 | 1200663000100 | 68 | 68 | 0 | 1 |  |  |  |  | P | 2005-06-01 |  | Standard Conversion | Lamps
66 | Low Pressure Sodium (Economy) | SOX/E | Generic | Optimum | 1200664 | 1200664000100 | 81 | 85 | 26 | 0.95 |  |  |  |  | P | 2005-06-01 |  | Standard Conversion | Lamps
91 | Low Pressure Sodium (Economy) | SOX/E | Generic | Standard | 1200911 | 1200911000100 | 136 | 169 | 100 | 0.8 |  |  |  |  | P | 2005-06-01 |  | Standard Conversion | Lamps
91 | Low Pressure Sodium (Economy) | SOX/E | Generic | Low Loss | 1200912 | 1200912000100 | 129 | 143 | 62 | 0.9 |  |  |  |  | P | 2005-06-01 |  | Standard Conversion | Lamps
91 | Low Pressure Sodium (Economy) | SOX/E | Generic | Optimum | 1200914 | 1200914000100 | 106 | 112 | 36 | 0.95 |  |  |  |  | P | 2005-06-01 |  | Standard Conversion | Lamps
131 | Low Pressure Sodium (Economy) | SOX/E | Generic | Standard | 1201311 | 1201311000100 | 178 | 194 | 77 | 0.92 |  |  |  |  | P | 2005-06-01 |  | Standard Conversion | Lamps
131 | Low Pressure Sodium (Economy) | SOX/E | Generic | Low Loss | 1201312 | 1201312000100 | 176 | 196 | 86 | 0.9 |  |  |  |  | P | 2005-06-01 |  | Standard Conversion | Lamps
131 | Low Pressure Sodium (Economy) | SOX/E | Generic | Optimum | 1201314 | 1201314000100 | 151 | 164 | 64 | 0.92 |  |  |  |  | P | 2005-06-01 |  | Standard Conversion | Lamps
135 | Low Pressure Sodium | SOX HF Ballast | Vision Engineering | 135W - PAA135022HFSX |  | 1201353000100 | 130 | 131 | 16 | 0.99 |  |  |  |  | P | 2011-12-01 |  | N/A | Lamps
180 | Low Pressure Sodium | SOX HF Ballast | Vision Engineering | 180W - PAA180022HFSX |  | 1201803000100 | 197 | 198 | 20 | 0.99 |  |  |  |  | P | 2011-12-01 |  | N/A | Lamps
35 | Master White SON | SDW-T | Generic | Low Loss | 1400352 | 1400352000100 | 35 | 35 | 0 | 1 |  |  |  |  | P | 2005-06-01 |  | Standard Conversion | Lamps
50 | High Pressure Sodium | SON SON/T | Generic | Standard |  | 1400501000100 | 69 | 79 | 38 | 0.87 |  |  |  |  | P | 2013-04-01 |  |  | Lamps
50 | High Pressure Sodium | SON SON/T | Generic | Standard | 1400501 | 1400501000100 | 62 | 71 | 35 | 0.87 |  |  |  |  | P | 2005-06-01 | 2013-03-31 | Standard Conversion | Lamps | 2013-03-20 | Charge code superseded due to load research programme undertaken by ELEXON to confirm consumption values
50 | Master White SON | SDW-T | Generic | Low Loss | 1400502 | 1400502000100 | 50 | 35 | 0 | 1 |  |  |  |  | P | 2005-06-01 |  | Standard Conversion | Lamps
50 | High Pressure Sodium |  | Gewiss UK | Avenue GW87003/87053/87303/87353 |  | 1400502001100 | 78 | 83 | 28 | 0.94 |  |  |  |  | P | 2012-05-16 |  | N/A | Lamps
50 | High Pressure Sodium | SON LAMP | Harvard Engineering | LMIDD50-240 HID electronic dimming ballast |  | 1400503000100 | 57 | 58 | 12 | 0.98 |  |  |  |  | P | 2011-02-01 |  | N/A | Lamps
50 | SON High Pressure Sodium | Dali Extreme dimming EB 50%, 40% AND 20% light output | Philips Lighting | HID-DV DALI Xt 50 SON R1.5 (Dimmed 61%Circuit Watts) |  | 1400503001061 | 57 | 58 | 17 | 0.96 | 35 | 37 | 15 | 0.91 | P | 2011-04-06 |  | N/A | Lamps
50 | SON High Pressure Sodium | Dali Extreme dimming EB 60% light output | Philips Lighting | HID-DV DALI Xt 50 SON R1.5 (Dimmed 68% Circuit Watts) |  | 1400503001068 | 57 | 58 | 17 | 0.96 | 39 | 41 | 16 | 0.92 | P | 2011-04-06 |  | N/A | Lamps
50 | SON High Pressure Sodium | Dali Extreme dimming EB 66% light output | Philips Lighting | HID-DV DALI Xt 50 SON R1.5 (Dimmed 74% Circuit Watts) |  | 1400503001074 | 57 | 58 | 17 | 0.96 | 42 | 44 | 16 | 0.93 | P | 2011-04-06 |  | N/A | Lamps | 2012-08-01 | Unique Identifier incremented due to duplication
50 | SON High Pressure Sodium | Dali Extreme dimming EB 75% light output | Philips Lighting | HID-DV DALI Xt 50 SON R1.5 (Dimmed 81%of full circuit Watts) |  | 1400503001081 | 57 | 58 | 17 | 0.96 | 46 | 48 | 16 | 0.94 | P | 2011-04-06 |  | N/A | Lamps
50 | SON High Pressure Sodium | Dali Extreme dimming EB 85% light output | Philips Lighting | HID-DV DALI Xt 50 SON R1.5 (Dimmed 88% of Circuit Watts) |  | 1400503001088 | 57 | 58 | 17 | 0.96 | 50 | 52 | 16 | 0.95 | P | 2011-04-06 |  | N/A | Lamps
50 | SON High Pressure Sodium | Dali Extreme dimming EB 100% light output | Philips Lighting | HID-DV DALI Xt 50 SON R1.5 (Full Circuit Watts) |  | 1400503001100 | 57 | 58 | 17 | 0.96 |  |  |  |  | P | 2011-04-06 |  | N/A | Lamps
50 | High Pressure Sodium |  | Tridonic | PCS 50 Outdoor FOX B011 |  | 1400503002100 | 60 | 61 | 15 | 0.97 |  |  |  |  | P | 2012-11-14 |  |  | Lamps
50 | High Pressure Sodium |  | Harvard Engineering | HPIDD50-240-B-CC-SN11-75-WM (70% Dimmed Circuit Watts) |  | 1400503003070 | 54 | 56 | 14 | 0.97 | 38 | 40 | 13 | 0.95 | P | 2012-11-14 |  |  | Lamps
50 | High Pressure Sodium |  | Harvard Engineering | HPIDD50-240-B-CC-SN11-75-WM (85% Dimmed Circuit Watts) |  | 1400503003085 | 54 | 56 | 14 | 0.97 | 46 | 48 | 13 | 0.96 | P | 2012-11-14 |  |  | Lamps
50 | High Pressure Sodium |  | Harvard Engineering | HPIDD50-240-B-CC-SN11-75-WM |  | 1400503003100 | 54 | 56 | 14 | 0.97 |  |  |  |  | P | 2012-11-14 |  |  | Lamps
50 | High Pressure Sodium | SON SON/T | Zodion | Zodion ZEBA 50 | 1400505 | 1400505000100 | 56 | 56 | 7 | 0.99 |  |  |  |  | P | 2005-06-30 |  | Standard Conversion | Lamps | 2012-02-15 | Made Permanent
50 | High Pressure Sodium | SON SON/T | SELC Ireland | SELC 2000 50w HID Smart Ballast |  | 1400505001100 | 57 | 59 | 12 | 0.98 |  |  |  |  | P | 2008-07-14 |  |  | Lamps
50 | High Pressure Sodium | SON SON/T | SELC Ireland | SELC 4000 ECONO 50 Watt Part Night Ballast (Dimmed 75% Circuit Watts) |  | 1400505002075 | 55 | 57 | 13 | 0.97 | 41 | 43 | 13 | 0.96 | P | 2008-10-23 |  |  | Lamps
50 | High Pressure Sodium | SON SON/T | SELC Ireland | SELC 4000 ECONO 50 Watt Part Night Ballast (Dimmed 84% Circuit Watts) |  | 1400505002084 | 55 | 57 | 13 | 0.97 | 46 | 48 | 13 | 0.96 | P | 2008-10-23 |  |  | Lamps
50 | High Pressure Sodium | SON SON/T | SELC Ireland | SELC 4000 ECONO 50 Watt Part Night Ballast (Dimmed 91% Circuit Watts) |  | 1400505002091 | 55 | 57 | 13 | 0.97 | 50 | 52 | 13 | 0.97 | P | 2008-10-23 |  |  | Lamps
50 | High Pressure Sodium | SON SON/T | SELC Ireland | SELC 4000 ECONO 50 Watt Ballast |  | 1400505002100 | 55 | 57 | 13 | 0.97 |  |  |  |  | P | 2008-08-08 |  |  | Lamps
50 | High Pressure Sodium | SON SON/T | SELC Ireland | SELC 4000 ECONO 50 Watt Ballast (Reduced Operation - 91% Circuit Watts) |  | 1400505003100 | 50 | 52 | 13 | 0.97 |  |  |  |  | P | 2008-08-08 |  |  | Lamps
50 | High Pressure Sodium | SON SON/T | SELC Ireland | SELC 4000 ECONO 50 Watt Ballast (Reduced Operation - 84% Circuit Watts) |  | 1400505004100 | 46 | 48 | 13 | 0.96 |  |  |  |  | P | 2008-08-08 |  |  | Lamps
50 | High Pressure Sodium | SON SON/T | SELC Ireland | SELC 4000 ECONO 50 Watt Ballast (Reduced Operation - 75% Circuit Watts) |  | 1400505005100 | 41 | 43 | 13 | 0.96 |  |  |  |  | P | 2008-08-08 |  |  | Lamps
50 | High Pressure Sodium | SON SON/T | Metrolight | Smart HID 50W - (Dimmed 61% Circuit Watts) |  | 1400505031061 | 56 | 56 | 0 | 1 | 34 | 34 | 0 | 1 | P | 2008-03-13 |  | Non-Standard Conversion | Lamps | 2012-08-01 | Unique Identifier incremented due to duplication
50 | High Pressure Sodium | SON SON/T | Metrolight | Smart HID 50W - (Dimmed 68% Circuit Watts) | 1400537 | 1400505031068 | 56 | 56 | 0 | 1 | 38 | 38 | 0 | 1 | P | 2008-03-13 |  | Non-Standard Conversion | Lamps
50 | High Pressure Sodium | SON SON/T | Metrolight | Smart HID 50W - (Dimmed 80% Circuit Watts) | 1400538 | 1400505031080 | 56 | 56 | 0 | 1 | 45 | 45 | 0 | 1 | P | 2008-03-13 |  | Non-Standard Conversion | Lamps
50 | High Pressure Sodium | SON SON/T | Metrolight | Smart HID 50W - (Dimmed 89% Circuit Watts) |  | 1400505031089 | 56 | 56 | 0 | 1 | 50 | 50 | 0 | 1 | P | 2008-03-13 |  | Non-Standard Conversion | Lamps | 2012-08-01 | Unique Identifier incremented due to duplication
50 | High Pressure Sodium | SON SON/T | Metrolight | Smart HID 50W | 1400535 | 1400505031100 | 56 | 56 | 0 | 1 |  |  |  |  | P | 2008-03-13 |  | Non-Standard Conversion | Lamps
50 | High Pressure Sodium | SON SON/T | Micatron | Model No. SON-50 - (Dimmed 51% Circuit Watts) | 1400508 | 1400505040051 | 55 | 56 | 10 | 0.98 | 28 | 30 | 10 | 0.95 | P | 2011-06-06 |  | Non-Standard Conversion | Lamps | 2012-08-01 | Date issued added 01/08/2012
50 | High Pressure Sodium | SON SON/T | Micatron | Model No. SON-50 | 1400513 | 1400505040100 | 53 | 54 | 10 | 0.99 |  |  |  |  | P | 2007-06-01 |  | Non-Standard Conversion | Lamps
70 | High Pressure Sodium | SON SON/T | Generic | Standard | 1400701 | 1400701000100 | 90 | 122 | 83 | 0.74 |  |  |  |  | P | 2005-06-01 |  | Standard Conversion | Lamps
70 | High Pressure Sodium | SON SDW-T | Generic | Low Loss |  | 1400702000100 | 90 | [7 empty] | P | 2008-07-17 |  |  | Lamps | 23/02/2009 15/02/2012 | Circuit watts increased, so that the nominal watts do not equal the circuit watts. This was issued to an UMSO as a temporary code. Made Permanent
70 | High Pressure Sodium | SON SON/T | Micatron | Magnetic 70W Dual Tapped Ballast - (Dimmed 70% Circuit Watts) with a Micatron Part Night H.I.D. Power Switch (Ref: MCT/HID/PND/SW) |  | 1400702001070 | 89 | 101 | 47 | 0.88 | 62 | 68 | 28 | 0.91 | P | 2009-01-28 |  |  | Lamps | 2010-11-02 | Corrected description to "70W"
70 | Sodium (SON) Lamp |  | Eden Lighting | 70W Rated Sodium (Various Models) |  | 1400702002100 | 93 | 148 | 115 | 0.63 |  |  |  |  | P | 2012-01-18 |  | N/A | Lamps
70 | High Pressure Sodium |  | Gewiss UK | Avenue GW87004/87054/87304/87354 |  | 1400702003100 | 98 | 102 | 27 | 0.96 |  |  |  |  | P | 2012-05-16 |  | N/A | Lamps
70 | High Pressure Sodium | SON SON/T | Generic | High Frequency Electronic | 1400703 | 1400703000100 | 79 | 80 | 13 | 0.99 |  |  |  |  | P | 2005-06-01 |  | Standard Conversion | Lamps
70 | Electronic Ballast | HPS LAMP | Sogexi | e-Pak 70W (dimmed at 53% circuit Watts) |  | 1400703001053 | 75 | 79 | 23 | 0.96 | 40 | 45 | 21 | 0.88 | P | 2010-11-02 |  | N/A | Lamps
70 | Electronic Ballast | HPS LAMP | Sogexi | e-Pak 70W (dimmed at 73% circuit Watts) |  | 1400703001073 | 75 | 79 | 23 | 0.96 | 55 | 59 | 22 | 0.93 | P | 2010-11-02 |  | N/A | Lamps
70 | Electronic Ballast | HPS LAMP | Sogexi | e-Pak 70W (Full Power) |  | 1400703001100 | 75 | 79 | 23 | 0.96 |  |  |  |  | P | 2010-11-02 |  | N/A | Lamps
70 | High Pressure Sodium | SON/T | Philips Lighting | HID DV Xt 70 SON 60% Light Level (Dimmed to 86% of 82% Reduced Operation Circuit Watts) |  | 1400703002086 | 63 | 64 | 17 | 0.97 | 54 | 56 | 16 | 0.96 | P | 2013-01-16 |  |  | Lamps
70 | High Pressure Sodium | SON/T | Philips Lighting | HID DV Xt 70 SON 75% Light Level (Reduced Operation 82% Circuit Watts) |  | 1400703002100 | 63 | 64 | 17 | 0.97 |  |  |  |  | P | 2013-01-16 |  |  | Lamps
70 | High Pressure Sodium | SON SON/T | SELC Ireland | SELC 3000 70w Electronic Ballast (reduced operation 70% and dimmed to 73% of the reduced operation circuit Watts or 50% of the full potential circuit Watts). |  | 1400705000073 | 60 | 62 | 13 | 0.98 | 44 | 46 | 13 | 0.96 | P | 2010-08-05 |  | N/A | Lamps
70 | High Pressure Sodium | SON SON/T | Zodion | Zodion ZEBA 70 | 1400705 | 1400705000100 | 80 | 81 | 13 | 0.99 |  |  |  |  | P | 2005-06-30 |  | Standard Conversion | Lamps | 2012-02-15 | Made Permanent
70 | High Pressure Sodium | SON SON/T | Harvard Engineering | LMIDD 70W HID ballast | 1400715 | 1400705001100 | 82 | 82 | 7 | 1 |  |  |  |  | P | 2005-06-01 |  | Non-Standard Conversion | Lamps
70 | High Pressure Sodium | SON SON/T | Metrolight | JW-12-020 70W | 1400725 | 1400705002100 | 76 | 78 | 15 | 0.98 |  |  |  |  | P | 2006-08-01 |  | Non-Standard Conversion | Lamps
70 | High Pressure Sodium | SON SON/T | SELC Ireland | SELC 2000 70w Electronic Ballast | 1400735 | 1400705003100 | 79 | 80 | 13 | 0.99 |  |  |  |  | P | 2005-06-30 |  | Non-Standard Conversion | Lamps
70 | High Pressure Sodium | SON SON/T | Philips Lighting | Philips HID-PV 070 SON/CDO | 1400735 | 1400705003100 | 79 | 80 | 13 | 0.99 |  |  |  |  | P | 2005-06-30 |  | Non-Standard Conversion | Lamps | 2012-02-15 | Made Permanent
70 | High Pressure Sodium | SON SON/T | SELC Ireland | SELC 4000 ECONO 70 Watt Part Night Ballast (Dimmed 72% Circuit Watts) |  | 1400705004072 | 78 | 79 | 13 | 0.99 | 56 | 58 | 13 | 0.97 | P | 2008-10-23 |  |  | Lamps
70 | High Pressure Sodium | SON SON/T | SELC Ireland | SELC 4000 ECONO 70 Watt Part Night Ballast (Dimmed 81% Circuit Watts) |  | 1400705004081 | 78 | 79 | 13 | 0.99 | 63 | 65 | 13 | 0.98 | P | 2008-10-23 |  |  | Lamps
70 | High Pressure Sodium | SON SON/T | SELC Ireland | SELC 4000 ECONO 70 Watt Part Night Ballast (Dimmed 88% Circuit Watts) |  | 1400705004088 | 78 | 79 | 13 | 0.99 | 69 | 70 | 13 | 0.98 | P | 2008-10-23 |  |  | Lamps
70 | High Pressure Sodium | SON SON/T | SELC Ireland | HP Sodium - L/F Electronic Ballast (Dimmed 89% Circuit Watts) | 1400709 | 1400705004089 | 79 | 81 | 18 | 0.98 | 70 | 71 | 12 | 0.98 | P | 2008-07-14 |  | Non-Standard Conversion | Lamps
70 | High Pressure Sodium | SON SON/T | SELC Ireland | SELC 4000 ECONO 70 Watt Ballast |  | 1400705004100 | 78 | 79 | 13 | 0.99 |  |  |  |  | P | 2008-08-08 |  |  | Lamps
70 | High Pressure Sodium | SON SON/T | SELC Ireland | SELC 4000 ECONO 70 Watt Ballast (Operating 88% Circuit Watts) |  | 1400705005100 | 69 | 70 | 13 | 0.98 |  |  |  |  | P | 2008-08-08 |  |  | Lamps
70 | High Pressure Sodium | SON SON/T | SELC Ireland | SELC 4000 ECONO 70 Watt Ballast (Operating 81% Circuit Watts) |  | 1400705006100 | 63 | 65 | 13 | 0.98 |  |  |  |  | P | 2008-08-08 |  |  | Lamps
70 | High Pressure Sodium | SON SON/T | SELC Ireland | SELC 4000 ECONO 70 Watt Ballast (Operating 72% Circuit Watts) |  | 1400705007100 | 56 | 58 | 13 | 0.97 |  |  |  |  | P | 2008-08-08 |  |  | Lamps
70 | High Pressure Sodium | SON | Tridonic Atco UK Ltd | Dimmable PCS 70 Outdoor DIM B011 at 40% of the light output (Dimmed 52% Circuit Watts) |  | 1400705008052 | 83 | 84 | 12 | 0.99 | 43 | 45 | 11 | 0.97 | P | 2010-08-31 |  | N/A | Lamps
70 | High Pressure Sodium | SON | Tridonic Atco UK Ltd | Dimmable PCS 70 Outdoor DIM B011at 60% of the light output (Dimmed 64% Circuit Watts) |  | 1400705008064 | 83 | 84 | 12 | 0.99 | 53 | 54 | 12 | 0.98 | P | 2010-08-31 |  | N/A | Lamps
70 | High Pressure Sodium | SON | Tridonic Atco UK Ltd | Dimmable PCS 70 Outdoor DIM B011at 80% of the light output (Dimmed 80% Circuit Watts) |  | 1400705008080 | 83 | 84 | 12 | 0.99 | 66 | 67 | 12 | 0.98 | P | 2010-08-31 |  | N/A | Lamps
70 | High Pressure Sodium | SON | Tridonic Atco UK Ltd | Dimmable PCS 70 Outdoor DIM B011 (Full Circuit Watts) |  | 1400705008100 | 83 | 84 | 12 | 0.99 |  |  |  |  | P | 2010-08-31 |  | N/A | Lamps
70 | High Pressure Sodium | SON | Tridonic Atco UK Ltd | Non Dimmable PCS 70 Outdoor FOX B011 |  | 1400705009100 | 84 | 85 | 13 | 0.99 |  |  |  |  | P | 2010-08-31 |  | N/A | Lamps
70 | High Pressure Sodium | SON/T | Philips Lighting | HID DV Xt 70 SON 20% Light Level (Dimmed 45% Circuit Watts) |  | 1400705010045 | 77 | 77 | 17 | 0.98 | 35 | 37 | 16 | 0.91 | P | 2011-04-06 |  | N/A | Lamps
70 | High Pressure Sodium | SON/T | Philips Lighting | HID DV Xt 70 SON 40% Light Level (Dimmed 55% Circuit Watts) |  | 1400705010055 | 77 | 77 | 17 | 0.98 | 42 | 44 | 16 | 0.93 | P | 2011-04-06 |  | N/A | Lamps
70 | High Pressure Sodium | SON/T | Philips Lighting | HID DV Xt 70 SON 50% Light Level (Dimmed 64% Circuit Watts) |  | 1400705010064 | 77 | 77 | 17 | 0.98 | 49 | 50 | 16 | 0.95 | P | 2011-04-06 |  | N/A | Lamps
70 | High Pressure Sodium | SON/T | Philips Lighting | HID DV Xt 70 SON 60% Light Level (Dimmed 70% Circuit Watts) |  | 1400705010070 | 77 | 77 | 17 | 0.98 | 54 | 56 | 16 | 0.96 | P | 2011-04-06 |  | N/A | Lamps
70 | High Pressure Sodium | SON/T | Philips Lighting | HID DV Xt 70 SON 66% Light Level (Dimmed 75% Circuit Watts) |  | 1400705010075 | 77 | 77 | 17 | 0.98 | 58 | 60 | 17 | 0.96 | P | 2011-04-06 |  | N/A | Lamps
70 | High Pressure Sodium | SON/T | Philips Lighting | HID DV Xt 70 SON 75% Light Level (Dimmed 82% Circuit Watts) |  | 1400705010082 | 77 | 77 | 17 | 0.98 | 63 | 64 | 17 | 0.97 | P | 2011-04-06 |  | N/A | Lamps
70 | High Pressure Sodium | SON/T | Philips Lighting | HID DV Xt 70 SON 85% Light Level (Dimmed 88% Circuit Watts) |  | 1400705010088 | 77 | 77 | 17 | 0.98 | 68 | 70 | 17 | 0.97 | P | 2011-04-06 |  | N/A | Lamps
70 | High Pressure Sodium | SON/T | Philips Lighting | HID DV Xt 70 SON (Full Circuit Watts) |  | 1400705010100 | 77 | 77 | 17 | 0.98 |  |  |  |  | P | 2011-04-06 |  | N/A | Lamps
70 | High Pressure Sodium | SON SON/T | May Gurney / Select Innovations | EnLight HID 35-100W Universal Ballast |  | 1400705011100 | 73 | 79 | 26 | 0.94 |  |  |  |  | P | 2011-04-06 |  | N/A | Lamps
70 | High Pressure Sodium | SON SON/T | Metrolight | Smart HID 70W - (Dimmed 59% Circuit Watts) |  | 1400705031059 | 79 | 81 | 21 | 0.97 | 47 | 54 | 27 | 0.87 | P | 2008-03-13 |  | Non-Standard Conversion | Lamps | 2012-08-01 | Unique Identifier incremented due to duplication
70 | High Pressure Sodium | SON SON/T | Metrolight | Smart HID 70W - (Dimmed 72% Circuit Watts) |  | 1400705031072 | 79 | 81 | 21 | 0.97 | 57 | 61 | 19 | 0.95 | P | 2008-03-13 |  | Non-Standard Conversion | Lamps | 2012-08-01 | Unique Identifier incremented due to duplication
70 | High Pressure Sodium | SON SON/T | Metrolight | Smart HID 70W - (Dimmed 86% Circuit Watts) | 1400738 | 1400705031086 | 79 | 81 | 21 | 0.97 | 68 | 73 | 27 | 0.93 | P | 2008-03-13 |  | Non-Standard Conversion | Lamps
70 | High Pressure Sodium | SON SON/T | Metrolight | Smart HID 70W - (Dimmed 90% Circuit Watts) |  | 1400705031090 | 79 | 81 | 21 | 0.97 | 71 | 79 | 33 | 0.91 | P | 2008-03-13 |  | Non-Standard Conversion | Lamps | 2012-08-01 | Unique Identifier incremented due to duplication
70 | High Pressure Sodium | SON SON/T | Metrolight | Smart HID 70W |  | 1400705031100 | 79 | 81 | 21 | 0.97 |  |  |  |  | P | 2008-03-13 |  |  | Lamps
70 | High Pressure Sodium | SON SON/T | Micatron | Model No. SON-70 (Dimmed 49% Circuit Watts) | 1400708 | 1400705040049 | 76 | 77 | 10 | 0.99 | 37 | 40 | 14 | 0.93 | P | 2011-06-06 |  | Non-Standard Conversion | Lamps | 2012-08-01 | Date issued added 01/08/2012
70 | High Pressure Sodium | SON SON/T | Micatron | Model No. SON-70 | 1400713 | 1400705040100 | 75 | 76 | 12 | 0.99 |  |  |  |  | P | 2007-06-01 |  | Non-Standard Conversion | Lamps
70 | High Pressure Sodium | SON SON/T | iGuzzini Illuminazione (UK) Ltd | W250 Ballast: V2 XR 4 - (Dimmed 59% Circuit Watts) | 1490709 | 1400705070059 | 82 | 84 | 17 | 0.98 | 48 | 49 | 10 | 0.98 | P | 2011-06-06 |  | Non-Standard Conversion | Lamps | 2012-08-01 | Date issued added 01/08/2012
70 | High Pressure Sodium | SON SON/T | iGuzzini Illuminazione (UK) Ltd | W250 Ballast: V2 XR 3 - (Dimmed 62% Circuit Watts) | 1490708 | 1400705070062 | 82 | 84 | 17 | 0.98 | 51 | 52 | 10 | 0.98 | P | 2011-06-06 |  | Non-Standard Conversion | Lamps | 2012-08-01 | Date issued added 01/08/2012
70 | High Pressure Sodium | SON SON/T | iGuzzini Illuminazione (UK) Ltd | W250 Ballast: V2 XR 2 - (Dimmed 68% Circuit Watts) |  | 1400705070068 | 82 | 84 | 17 | 0.98 | 56 | 57 | 11 | 0.98 | P | 2011-06-06 |  | Non-Standard Conversion | Lamps | 2012-08-01 | Date issued added 01/08/2012. Charge Code changed from 'Old Charge Code' to 'New Charge Code' 01/08/2012 due to a discrpency in the dimming level. 1490707 issued at date of application, now superceded.
70 | High Pressure Sodium | SON SON/T | iGuzzini Illuminazione (UK) Ltd | W250 Ballast: V2 XR 1 - (Dimmed 77% Circuit Watts) | 1490706 | 1400705070077 | 82 | 84 | 17 | 0.98 | 63 | 64 | 13 | 0.98 | P | 2011-06-06 |  | Non-Standard Conversion | Lamps | 2012-08-01 | Date issued added 01/08/2012
100 | High Pressure Sodium | SON SON/T | Generic | Standard |  | 1401001000100 | 123 | 143 | 73 | 0.86 |  |  |  |  | P | 2013-04-01 |  |  | Lamps
100 | High Pressure Sodium | SON SON/T | Generic | Standard | 1401001 | 1401001000100 | 114 | 132 | 67 | 0.86 |  |  |  |  | P | 2005-06-01 | 2013-03-31 | Standard Conversion | Lamps | 2013-03-20 | Charge code superseded due to load research programme undertaken by ELEXON to confirm consumption values
100 | High Pressure Sodium | SON SON/T | Generic | Low Loss | 1401002 | 1401002000100 | 100 | 100 | 0 | 1 |  |  |  |  | P | 2005-06-01 |  | Standard Conversion | Lamps
100 | High Pressure Sodium | SON SON/T | Micatron | Magnetic 70W-100W Dual Tapped Ballast - (Dimmed 73% Circuit Watts) |  | 1401002001073 | 115 | 128 | 57 | 0.9 | 84 | 94 | 43 | 0.89 | P | 2009-03-20 |  |  | Lamps | 2012-08-01 | Unique Identifier incremented due to duplication
100 | Sodium (SON) Lamp |  | Eden Lighting | 100W Rated Sodium (Various Models) |  | 1401002002100 | 122 | 169 | 117 | 0.72 |  |  |  |  | P | 2012-01-18 |  | N/A | Lamps
100 | High Pressure Sodium |  | Gewiss UK | Avenue GW87005/87055/87305/87355 |  | 1401002003100 | 122 | 134 | 56 | 0.91 |  |  |  |  | P | 2012-05-16 |  | N/A | Lamps
100 | Electronic Ballast | HPS LAMP | Sogexi | e-Pak 100W (dimmed at 57% circuit watts) |  | 1401003000057 | 106 | 109 | 24 | 0.98 | 60 | 64 | 23 | 0.93 | P | 2010-11-02 |  | N/A | Lamps
100 | Electronic Ballast | HPS LAMP | Sogexi | e-Pak 100W (dimmed at 75% circuit watts) |  | 1401003000075 | 106 | 109 | 24 | 0.98 | 80 | 83 | 23 | 0.96 | P | 2010-11-02 |  | N/A | Lamps
100 | Electronic Ballast | HPS LAMP | Sogexi | e-Pak 100W (Full Power) |  | 1401003000100 | 106 | 109 | 24 | 0.98 |  |  |  |  | P | 2010-11-02 |  | N/A | Lamps
100 | High Pressure Sodium | SON/T | Philips Lighting | HID DV Xt 100 SON 60% Light Level (Dimmed to 86% of 83% Reduced Operation Circuit Watts) |  | 1401003001086 | 87 | 88 | 18 | 0.98 | 75 | 76 | 18 | 0.97 | P | 2013-01-16 |  |  | Lamps
100 | High Pressure Sodium | SON/T | Philips Lighting | HID DV Xt 100 SON 75% Light Level (Reduced Operation 83% Circuit Watts) |  | 1401003001100 | 87 | 88 | 18 | 0.98 |  |  |  |  | P | 2013-01-16 |  |  | Lamps
100 | High Pressure Sodium | SON SON/T | Harvard Engineering | HPIDD 100W ballast | 1401015 | 1401005000100 | 109 | 109 | 0 | 1 |  |  |  |  | P | 2005-06-01 |  | Non-Standard Conversion | Lamps
100 | High Pressure Sodium | SON SON/T | Venture Lighting | V100SSB255 V100SSC255 100W Ballast |  | 1401005000100 | 109 | 109 | 0 | 1 |  |  |  |  | P | 2011-02-22 |  | N/A | Lamps
100 | High Pressure Sodium | SON SON/T | Metrolight | JW-12-026 100W | 1401025 | 1401005001100 | 110 | 112 | 22 | 0.98 |  |  |  |  | P | 2006-08-01 |  | Non-Standard Conversion | Lamps
100 | High Pressure Sodium | SON SON/T | Philips Lighting | HID-PV 100/S SON/CDO | 1401035 | 1401005002100 | 113 | 115 | 23 | 0.98 |  |  |  |  | P | 2005-06-01 |  | Non-Standard Conversion | Lamps
100 | High Pressure Sodium | SON SON/T | SELC Ireland | SELC 2000 100w HID Smart Ballast |  | 1401005003100 | 117 | 117 | 13 | 0.99 |  |  |  |  | P | 2008-07-14 |  |  | Lamps
100 | High Pressure Sodium | SON SON/T | SELC Ireland | SELC 4000 ECONO 100 Watt Ballast Dimmed 61% of Circuit Watts |  | 1401005004061 | 110 | 111 | 14 | 0.99 | 67 | 69 | 13 | 0.99 | P | 2010-10-05 |  | N/A | Lamps
100 | High Pressure Sodium | SON SON/T | SELC Ireland | SELC 4000 ECONO 100 Watt Part Night Ballast (Dimmed 72% Circuit Watts) |  | 1401005004072 | 110 | 111 | 14 | 0.99 | 79 | 80 | 14 | 0.99 | P | 2008-10-23 |  |  | Lamps
100 | High Pressure Sodium | SON SON/T | SELC Ireland | SELC 4000 ECONO 100 Watt Ballast Dimmed 78% of Circuit Watts |  | 1401005004078 | 110 | 111 | 14 | 0.99 | 86 | 87 | 13 | 0.99 | P | 2010-10-05 |  | N/A | Lamps
100 | High Pressure Sodium | SON SON/T | SELC Ireland | SELC 4000 ECONO 100 Watt Part Night Ballast (Dimmed 81% Circuit Watts) |  | 1401005004081 | 110 | 111 | 14 | 0.99 | 89 | 90 | 13 | 0.99 | P | 2008-10-23 |  |  | Lamps
100 | High Pressure Sodium | SON SON/T | SELC Ireland | SELC 4000 ECONO 100 Watt Part Night Ballast (Dimmed 89% Circuit Watts) |  | 1401005004089 | 110 | 111 | 14 | 0.99 | 98 | 99 | 14 | 0.99 | P | 2008-10-23 |  |  | Lamps
100 | High Pressure Sodium | SON SON/T | SELC Ireland | SELC 4000 ECONO 100 Watt Ballast |  | 1401005004100 | 110 | 111 | 14 | 0.99 |  |  |  |  | P | 2008-08-08 |  |  | Lamps
100 | High Pressure Sodium | SON SON/T | SELC Ireland | SELC 4000 ECONO 100 Watt Ballast (Operating 89% Circuit Watts) |  | 1401005005100 | 98 | 99 | 14 | 0.99 |  |  |  |  | P | 2008-08-08 |  |  | Lamps
100 | High Pressure Sodium | SON SON/T | SELC Ireland | SELC 4000 ECONO 100 Watt Ballast (Reduced Operation - 81% Circuit Watts) |  | 1401005006100 | 89 | 90 | 13 | 0.99 |  |  |  |  | P | 2008-08-08 |  |  | Lamps
100 | High Pressure Sodium | SON SON/T | SELC Ireland | SELC 4000 ECONO 100 Watt Ballast (Reduced Operation - 72% Circuit Watts) |  | 1401005007100 | 79 | 80 | 14 | 0.99 |  |  |  |  | P | 2008-08-08 |  |  | Lamps
100 | High Pressure Sodium | SON | Tridonic Atco UK Ltd | Dimmable PCIS 100 Outdoor DIM B011 at 40% of the light output (Dimmed 52% Circuit Watts) |  | 1401005008052 | 112 | 113 | 19 | 0.99 | 58 | 60 | 16 | 0.96 | P | 2010-08-31 |  | N/A | Lamps
100 | High Pressure Sodium | SON | Tridonic Atco UK Ltd | Dimmable PCIS 100 Outdoor DIM B011 at 60% of the light output (Dimmed 67% Circuit Watts) |  | 1401005008067 | 112 | 113 | 19 | 0.99 | 75 | 76 | 16 | 0.98 | P | 2010-08-31 |  | N/A | Lamps
100 | High Pressure Sodium | SON | Tridonic Atco UK Ltd | Dimmable PCIS 100 Outdoor DIM B011 at 80% of the light output (Dimmed 81% Circuit Watts) |  | 1401005008081 | 112 | 113 | 19 | 0.99 | 91 | 93 | 17 | 0.98 | P | 2010-08-31 |  | N/A | Lamps
100 | High Pressure Sodium | SON | Tridonic Atco UK Ltd | Dimmable PCIS 100 Outdoor DIM B011 (Full circuit Watts) |  | 1401005008100 | 112 | 113 | 19 | 0.99 |  |  |  |  | P | 2010-08-31 |  | N/A | Lamps
100 | High Pressure Sodium | SON | Tridonic Atco UK Ltd | Non Dimmable PCIS 100 Outdoor FOX B011 |  | 1401005009100 | 108 | 109 | 16 | 0.99 |  |  |  |  | P | 2010-08-31 |  | N/A | Lamps
100 | High Pressure Sodium | SON SON/T | SELC Ireland | SELC 4000 ECONO 100 Watt Ballast (Reduced Operation - 78% Circuit Watts -Dimmed 78% of reduced operation circuit watts or 61% of full circuit Watts) |  | 1401005010078 | 86 | 87 | 13 | 0.99 | 67 | 69 | 13 | 0.99 | P | 2010-11-30 |  | N/A | Lamps
100 | High Pressure Sodium | SON SON/T | SELC Ireland | SELC 4000 ECONO 100 Watt Ballast (Reduced Operation - 78% Circuit Watts) |  | 1401005010100 | 86 | 87 | 13 | 0.99 |  |  |  |  | P | 2010-11-30 |  | N/A | Lamps
100 | High Pressure Sodium | SON/T | Philips Lighting | HID DV Xt 100 SON 20% Light Level (Dimmed 39% Circuit Watts) |  | 1401005011039 | 105 | 106 | 18 | 0.99 | 41 | 43 | 16 | 0.93 | P | 2011-04-06 |  | N/A | Lamps
100 | High Pressure Sodium | SON/T | Philips Lighting | HID DV Xt 100 SON 40% Light Level (Dimmed 55% Circuit Watts) |  | 1401005011055 | 105 | 106 | 18 | 0.99 | 58 | 60 | 17 | 0.96 | P | 2011-04-06 |  | N/A | Lamps
100 | High Pressure Sodium | SON/T | Philips Lighting | HID DV Xt 100 SON 50% Light Level (Dimmed 65% Circuit Watts) |  | 1401005011065 | 105 | 106 | 18 | 0.99 | 68 | 69 | 17 | 0.97 | P | 2011-04-06 |  | N/A | Lamps
100 | High Pressure Sodium | SON/T | Philips Lighting | HID DV Xt 100 SON 60% Light Level (Dimmed 71% Circuit Watts) |  | 1401005011071 | 105 | 106 | 18 | 0.99 | 75 | 76 | 18 | 0.97 | P | 2011-04-06 |  | N/A | Lamps
100 | High Pressure Sodium | SON/T | Philips Lighting | HID DV Xt 100 SON 66% Light Level (Dimmed 77% Circuit Watts) |  | 1401005011077 | 105 | 106 | 18 | 0.99 | 81 | 82 | 18 | 0.98 | P | 2011-04-06 |  | N/A | Lamps
100 | High Pressure Sodium | SON/T | Philips Lighting | HID DV Xt 100 SON 75% Light Level (Dimmed 83% Circuit Watts) |  | 1401005011083 | 105 | 106 | 18 | 0.99 | 87 | 88 | 18 | 0.98 | P | 2011-04-06 |  | N/A | Lamps
100 | High Pressure Sodium | SON/T | Philips Lighting | HID DV Xt 100 SON 85% Light Level (Dimmed 90% Circuit Watts) |  | 1401005011090 | 105 | 106 | 18 | 0.99 | 95 | 96 | 18 | 0.98 | P | 2011-04-06 |  | N/A | Lamps
100 | High Pressure Sodium | SON/T | Philips Lighting | HID DV Xt 100 SON (Full Circuit Watts) |  | 1401005011100 | 105 | 106 | 18 | 0.99 |  |  |  |  | P | 2011-04-06 |  | N/A | Lamps
100 | High Pressure Sodium | SON SON/T | Metrolight | Smart HID 100W - (Dimmed 61% Circuit Watts) | 1401036 | 1401005031061 | 110 | 124 | 57 | 0.89 | 67 | 82 | 47 | 0.82 | P | 2008-03-13 |  | Non-Standard Conversion | Lamps
100 | High Pressure Sodium | SON SON/T | Metrolight | Smart HID 100W - (Dimmed 71% Circuit Watts) | 1401037 | 1401005031071 | 110 | 124 | 57 | 0.89 | 78 | 93 | 51 | 0.83 | P | 2008-03-13 |  | Non-Standard Conversion | Lamps
100 | High Pressure Sodium | SON SON/T | Metrolight | Smart HID 100W - (Dimmed 81% Circuit Watts) | 1401038 | 1401005031081 | 110 | 124 | 57 | 0.89 | 89 | 109 | 64 | 0.81 | P | 2008-03-13 |  | Non-Standard Conversion | Lamps
100 | High Pressure Sodium | SON SON/T | Metrolight | Smart HID 100W - (Dimmed 91% Circuit Watts) | 1401039 | 1401005031091 | 110 | 124 | 57 | 0.89 | 100 | 113 | 53 | 0.88 | P | 2008-03-13 |  | Non-Standard Conversion | Lamps
100 | High Pressure Sodium | SON SON/T | Metrolight | Smart HID 100W |  | 1401005031100 | 110 | 125 | 59 | 0.88 |  |  |  |  | P | 2008-03-13 |  |  | Lamps
100 | High Pressure Sodium | SON SON/T | Micatron | Model No. SON-100 - (Dimmed 51% Circuit Watts) | 1401008 | 1401005040051 | 106 | 109 | 27 | 0.97 | 54 | 57 | 17 | 0.95 | P | 2011-06-06 |  | Non-Standard Conversion | Lamps | 2012-08-01 | Date issued added 01/08/2012
100 | High Pressure Sodium | SON SON/T | Micatron | Model No. SON-100 | 1401003 | 1401005040100 | 106 | 109 | 27 | 0.97 |  |  |  |  | P | 2011-06-06 |  | Non-Standard Conversion | Lamps | 2012-08-01 | Date issued added 01/08/2012
100 | High Pressure Sodium | SON SON/T | iGuzzini Illuminazione (UK) Ltd | W250 Ballast: V2 XR 4 - (Dimmed 56% Circuit Watts) | 1491009 | 1401005070056 | 105 | 114 | 44 | 0.92 | 59 | 65 | 27 | 0.91 | P | 2011-06-06 |  | Non-Standard Conversion | Lamps | 2012-08-01 | Date issued added 01/08/2012
100 | High Pressure Sodium | SON SON/T | iGuzzini Illuminazione (UK) Ltd | W250 Ballast: V2 XR 3 - (Dimmed 59% Circuit Watts) | 1491008 | 1401005070059 | 105 | 114 | 44 | 0.92 | 62 | 69 | 29 | 0.91 | P | 2011-06-06 |  | Non-Standard Conversion | Lamps | 2012-08-01 | Date issued added 01/08/2012
100 | High Pressure Sodium | SON SON/T | iGuzzini Illuminazione (UK) Ltd | W250 Ballast: V2 XR 2 - (Dimmed 67% Circuit Watts) |  | 1401005070067 | 105 | 114 | 44 | 0.92 | 70 | 77 | 33 | 0.9 | P | 2011-06-06 |  | Non-Standard Conversion | Lamps | 2012-08-01 | Date issued added 01/08/2012. Charge Code changed from 'Old Charge Code' to 'New Charge Code' 01/08/2012 due to a discrpency in the dimming level. 1491007 issued at date of application, now superceded.
100 | High Pressure Sodium | SON SON/T | iGuzzini Illuminazione (UK) Ltd | W250 Ballast: V2 XR 1 - (Dimmed 75% Circuit Watts) | 1491006 | 1401005070075 | 105 | 114 | 44 | 0.92 | 79 | 87 | 36 | 0.91 | P | 2011-06-06 |  | Non-Standard Conversion | Lamps | 2012-08-01 | Date issued added 01/08/2012
110 | High Pressure Sodium | SON SON/T | Generic | Standard | 1401101 | 1401101000100 | 126 | [7 empty] | P | 2005-06-01 |  | Standard Conversion | Lamps
150 | High Pressure Sodium | SON SON/T | Generic | Standard | 1401501 | 1401501000100 | 172 | 195 | 93 | 0.88 |  |  |  |  | Superseded by 14 0150 1000 100 | 2005-06-01 | 2012-03-31 | Standard Conversion | Lamps | 2012-02-29 | Superseded
150 | High Pressure Sodium | SON SON/T | Generic | Standard |  | 1401501000100 | 180 | 212 | 112 | 0.85 |  |  |  |  | P | 2012-04-01 |  | N/A | Lamps
150 | High Pressure Sodium |  | Generic | Low Loss |  | 1401502000100 | 190 | [7 empty] | P | 2008-07-17 |  |  | Lamps | 23/02/2009 15/02/2012 | Circuit watts increased, so that the nominal watts do not equal the circuit watts. This was issued to an UMSO as a temporary code. Made Permanent
150 | High Pressure Sodium | SON SON/T | Micatron | Magnetic 150W Dual Tapped Ballast - (Dimmed 56% Circuit Watts) with a Micatron Part Night H.I.D. Power Switch (Ref: MCT/HID/PND/SW) |  | 1401502001056 | 185 | 202 | 82 | 0.91 | 103 | 116 | 52 | 0.89 | P | 2009-01-28 |  |  | Lamps | 2010-11-02 | Corrected description to "150W"
150 | Sodium (SON) Lamp |  | Eden Lighting | 150W Rated Sodium (Various Models) |  | 1401502002100 | 183 | 221 | 123 | 0.83 |  |  |  |  | P | 2012-01-18 |  | N/A | Lamps
150 | High Pressure Sodium |  | Gewiss UK | Avenue GW87006/87056/87106/87156/87306/87356 |  | 1401502003100 | 186 | 195 | 60 | 0.95 |  |  |  |  | P | 2012-05-16 |  | N/A | Lamps
150 | Electronic Ballast | HPS LAMP | Sogexi | e-Pak 150W (dimmed at 55% circuit watts) |  | 1401503000055 | 155 | 156 | 24 | 0.99 | 85 | 88 | 23 | 0.96 | P | 2010-11-02 |  | N/A | Lamps
150 | Electronic Ballast | HPS LAMP | Sogexi | e-Pak 150W (dimmed at 74% circuit watts) |  | 1401503000074 | 155 | 156 | 24 | 0.99 | 114 | 116 | 24 | 0.98 | P | 2010-11-02 |  | N/A | Lamps
150 | Electronic Ballast | HPS LAMP | Sogexi | e-Pak 150W (Full Power) |  | 1401503000100 | 155 | 156 | 24 | 0.99 |  |  |  |  | P | 2010-11-02 |  | N/A | Lamps
150 | High Pressure Sodium | SON/T | Philips Lighting | HID DV Xt 150 SON 60% Light Level (Dimmed to 86% of 81% Reduced Operation Circuit Watts) |  | 1401503001086 | 128 | 129 | 22 | 0.99 | 110 | 111 | 21 | 0.98 | P | 2013-01-16 |  |  | Lamps
150 | High Pressure Sodium | SON/T | Philips Lighting | HID DV Xt 150 SON 75% Light Level (Reduced Operation 81% Circuit Watts) |  | 1401503001100 | 128 | 129 | 22 | 0.99 |  |  |  |  | P | 2013-01-16 |  |  | Lamps
150 | High Pressure Sodium | SON SON/T | Harvard Engineering | HPIDD 150W HID | 1401515 | 1401505000100 | 167 | 168 | 7 | 1 |  |  |  |  | P | 2005-06-01 |  | Non-Standard Conversion | Lamps
150 | High Pressure Sodium | SON SON/T | Venture Lighting | V150SSB255 V150SSC255 150W Ballast |  | 1401505000100 | 167 | 168 | 7 | 1 |  |  |  |  | P | 2011-02-22 |  | N/A | Lamps
150 | High Pressure Sodium | SON SON/T | Philips Lighting | HID-PV 150 SON/CDO | 1401535 | 1401505001100 | 156 | 159 | 32 | 0.98 |  |  |  |  | P | 2005-06-01 |  | Non-Standard Conversion | Lamps
150 | High Pressure Sodium | SON SON/T | SELC Ireland | SELC 2000 150w Electronic Ballast | 1401545 | 1401505002100 | 166 | 167 | 19 | 0.99 |  |  |  |  | P | 2005-06-30 |  | Non-Standard Conversion | Lamps
150 | High Pressure Sodium | SON | Tridonic Atco UK Ltd | Dimmable PCIS 150 Outdoor DIM B011 at 40% of the light output (Dimmed 54% Circuit Watts) |  | 1401505003054 | 162 | 164 | 23 | 0.99 | 87 | 91 | 25 | 0.96 | P | 2010-08-31 |  | N/A | Lamps
150 | High Pressure Sodium | SON | Tridonic Atco UK Ltd | Dimmable PCIS 150 Outdoor DIM B011 at 60% of the light output (Dimmed 68% Circuit Watts) |  | 1401505003068 | 162 | 164 | 23 | 0.99 | 110 | 113 | 26 | 0.97 | P | 2010-08-31 |  | N/A | Lamps
150 | High Pressure Sodium | SON | Tridonic Atco UK Ltd | Dimmable PCIS 150 Outdoor DIM B011 at 80% of the light output (Dimmed 82% Circuit Watts) |  | 1401505003082 | 162 | 164 | 23 | 0.99 | 133 | 136 | 25 | 0.98 | P | 2010-08-31 |  | N/A | Lamps
150 | High Pressure Sodium | SON | Tridonic Atco UK Ltd | Dimmable PCIS 150 Outdoor DIM B011 (Full circuit Watts) |  | 1401505003100 | 162 | 164 | 23 | 0.99 |  |  |  |  | P | 2010-08-31 |  | N/A | Lamps
150 | High Pressure Sodium | SON | Tridonic Atco UK Ltd | Non Dimmable PCIS 150 Outdoor FOX B011 |  | 1401505004100 | 161 | 162 | 28 | 0.99 |  |  |  |  | P | 2010-08-31 |  | N/A | Lamps
150 | High Pressure Sodium | SON/T | Philips Lighting | HID DV Xt 150 SON 20% Light Level (Dimmed 37% Circuit Watts) |  | 1401505005037 | 159 | 160 | 23 | 0.99 | 59 | 61 | 18 | 0.96 | P | 2011-04-06 |  | N/A | Lamps
150 | High Pressure Sodium | SON/T | Philips Lighting | HID DV Xt 150 SON 40% Light Level (Dimmed 53% Circuit Watts) |  | 1401505005053 | 159 | 160 | 23 | 0.99 | 85 | 86 | 20 | 0.97 | P | 2011-04-06 |  | N/A | Lamps
150 | High Pressure Sodium | SON/T | Philips Lighting | HID DV Xt 150 SON 50% Light Level (Dimmed 62% Circuit Watts) |  | 1401505005062 | 159 | 160 | 23 | 0.99 | 99 | 100 | 20 | 0.98 | P | 2011-04-06 |  | N/A | Lamps
150 | High Pressure Sodium | SON/T | Philips Lighting | HID DV Xt 150 SON 60% Light Level (Dimmed 69% Circuit Watts) |  | 1401505005069 | 159 | 160 | 23 | 0.99 | 110 | 111 | 21 | 0.98 | P | 2011-04-06 |  | N/A | Lamps
150 | High Pressure Sodium | SON/T | Philips Lighting | HID DV Xt 150 SON 66% Light Level (Dimmed 75% Circuit Watts) |  | 1401505005075 | 159 | 160 | 23 | 0.99 | 119 | 120 | 21 | 0.98 | P | 2011-04-06 |  | N/A | Lamps
150 | High Pressure Sodium | SON/T | Philips Lighting | HID DV Xt 150 SON 75% Light Level (Dimmed 81% Circuit Watts) |  | 1401505005081 | 159 | 160 | 23 | 0.99 | 128 | 129 | 22 | 0.99 | P | 2011-04-06 |  | N/A | Lamps
150 | High Pressure Sodium | SON/T | Philips Lighting | HID DV Xt 150 SON 85% Light Level (Dimmed 89% Circuit Watts) |  | 1401505005089 | 159 | 160 | 23 | 0.99 | 141 | 142 | 22 | 0.99 | P | 2011-04-06 |  | N/A | Lamps
150 | High Pressure Sodium | SON/T | Philips Lighting | HID DV Xt 150 SON (Full Circuit Watts) |  | 1401505005100 | 159 | 160 | 23 | 0.99 |  |  |  |  | P | 2011-04-06 |  | N/A | Lamps
150 | High Pressure Sodium | SON SON/T | Metrolight | JW-12-031 150W | 1401525 | 1401505030100 | 159 | 185 | 94 | 0.86 |  |  |  |  | P | 2006-08-01 |  | Non-Standard Conversion | Lamps
150 | High Pressure Sodium | SON SON/T | Metrolight | Smart HID 150W - (Dimmed 58% Circuit Watts) | 1401536 | 1401505031058 | 165 | 175 | 57 | 0.94 | 95 | 112 | 58 | 0.85 | P | 2008-03-13 |  | Non-Standard Conversion | Lamps
150 | High Pressure Sodium | SON SON/T | Metrolight | Smart HID 150W - (Dimmed 68% Circuit Watts) | 1401537 | 1401505031068 | 165 | 175 | 57 | 0.94 | 112 | 124 | 53 | 0.91 | P | 2008-03-13 |  | Non-Standard Conversion | Lamps
150 | High Pressure Sodium | SON SON/T | Metrolight | Smart HID 150W - (Dimmed 75% Circuit Watts) |  | 1401505031075 | 165 | 175 | 57 | 0.94 | 124 | 132 | 45 | 0.94 | P | 2010-08-31 |  | N/A | Lamps
150 | High Pressure Sodium | SON SON/T | Metrolight | Smart HID 150W - (Dimmed 88% Circuit Watts) | 1401538 | 1401505031088 | 165 | 175 | 57 | 0.94 | 145 | 154 | 52 | 0.94 | P | 2008-03-13 |  | Non-Standard Conversion | Lamps
150 | High Pressure Sodium | SON SON/T | Metrolight | Smart HID 150W - (Dimmed 95% Circuit Watts) |  | 1401505031095 | 165 | 175 | 57 | 0.94 | 156 | 166 | 58 | 0.94 | P | 2008-03-13 |  | Non-Standard Conversion | Lamps | 2012-08-01 | Date issued added 01/08/2012. Charge Code changed from 'Old Charge Code' to 'New Charge Code' 01/08/2012 due to a discrpency in the dimming level.
150 | High Pressure Sodium | SON SON/T | Metrolight | Smart HID 150W |  | 1401505031100 | 168 | 178 | 59 | 0.94 |  |  |  |  | P | 2008-03-13 |  |  | Lamps
150 | High Pressure Sodium | SON SON/T | Metrolight | Smart HID 150W - (Reduced Operation 75% Circuit Watts and Dimmed 90% of the Reduced Circuit Watts or 68% of the Full Circuit Watts ) |  | 1401505032090 | 124 | 132 | 45 | 0.94 | 112 | 124 | 53 | 0.91 | P | 2011-12-01 |  | N/A | Lamps
150 | High Pressure Sodium | SON SON/T | Metrolight | Smart HID 150W - (Reduced Operation 75% Circuit Watts) |  | 1401505032100 | 124 | 132 | 45 | 0.94 |  |  |  |  | P | 2011-12-01 |  | N/A | Lamps
150 | High Pressure Sodium | SON SON/T | Micatron | Model No. SON-150 - (Dimmed 49% Circuit Watts) | 1401508 | 1401505040049 | 163 | 165 | 28 | 0.99 | 80 | 81 | 12 | 0.99 | P | 2011-06-06 |  | Non-Standard Conversion | Lamps | 2012-08-01 | Date issued added 01/08/2012
150 | High Pressure Sodium | SON SON/T | Micatron | Model No. SON-150 | 1401503 | 1401505040100 | 163 | 165 | 28 | 0.99 |  |  |  |  | P | 2011-06-06 |  | Non-Standard Conversion | Lamps | 2012-08-01 | Date issued added 01/08/2012
150 | High Pressure Sodium | SON SON/T | iGuzzini Illuminazione (UK) Ltd | W250 Ballast: V2 XR 4 - (Dimmed 57% Circuit Watts) | 1491509 | 1401505070057 | 149 | 157 | 49 | 0.95 | 85 | 89 | 26 | 0.96 | P | 2011-06-06 |  | Non-Standard Conversion | Lamps | 2012-08-01 | Date issued added 01/08/2012
150 | High Pressure Sodium | SON SON/T | iGuzzini Illuminazione (UK) Ltd | W250 Ballast: V2 XR 3 - (Dimmed 60% Circuit Watts) | 1491508 | 1401505070060 | 149 | 157 | 49 | 0.95 | 90 | 95 | 29 | 0.95 | P | 2011-06-06 |  | Non-Standard Conversion | Lamps | 2012-08-01 | Date issued added 01/08/2012
150 | High Pressure Sodium | SON SON/T | iGuzzini Illuminazione (UK) Ltd | W250 Ballast: V2 XR 2 - (Dimmed 67% Circuit Watts) | 1491507 | 1401505070067 | 149 | 157 | 49 | 0.95 | 100 | 106 | 34 | 0.95 | P | 2011-06-06 |  | Non-Standard Conversion | Lamps | 2012-08-01 | Date issued added 01/08/2012
150 | High Pressure Sodium | SON SON/T | iGuzzini Illuminazione (UK) Ltd | W250 Ballast: V2 XR 1 - (Dimmed 75% Circuit Watts) | 1491506 | 1401505070075 | 149 | 157 | 49 | 0.95 | 112 | 118 | 39 | 0.94 | P | 2011-06-06 |  | Non-Standard Conversion | Lamps | 2012-08-01 | Date issued added 01/08/2012
150 | High Pressure Sodium | SON/T | Philips Lighting | HID DV Xt 150 SON (MLSD) |  | 1401506000100 | 159 | 160 | 23 | 0.99 |  |  |  |  | P | 2013-01-16 |  |  | Lamps
210 | High Pressure Sodium (Plug in Replacement) | SON/H | Generic | Standard | 1402101 | 1402101000100 | 229 | 229 | 0 | 1 |  |  |  |  | P | 2005-06-01 |  | Standard Conversion | Lamps
250 | High Pressure Sodium | SON SON/T | Metrolight | Smart HID 250W - (Dimmed 84% Circuit Watts) | 1402338 | 1402305031084 | 247 | 262 | 87 | 0.94 | 207 | 217 | 66 | 0.95 | P | 2008-03-13 |  | Non-Standard Conversion | Lamps
250 | High Pressure Sodium | SON SON/T | Generic | Standard | 1402501 | 1402501000100 | 279 | 317 | 150 | 0.88 |  |  |  |  | Superseded by 14 0250 1000 100 | 2005-06-01 | 2012-03-31 | Standard Conversion | Lamps | 2012-02-29 | Superseded
250 | High Pressure Sodium | SON SON/T | Generic | Standard |  | 1402501000100 | 301 | 354 | 186 | 0.85 |  |  |  |  | P | 2012-04-01 |  | N/A | Lamps
250 | High Pressure Sodium | Edison 21 HID Controllers | Generic | Low Loss |  | 1402502000100 | 295 | [7 empty] | P | 2008-07-17 |  |  | Lamps | 23/02/2009 15/02/2012 | Circuit watts increased, so that the nominal watts do not equal the circuit watts. This was issued to an UMSO as a temporary code. Made Permanent
250 | High Pressure Sodium | SON SON/T | Micatron | Magnetic 250W Dual Tapped Ballast - (Dimmed 60% Circuit Watts) with a Micatron Part Night H.I.D. Power Switch (Ref: MCT/HID/PND/SW) |  | 1402502001060 | 291 | 309 | 104 | 0.94 | 174 | 185 | 65 | 0.94 | P | 2009-01-28 |  |  | Lamps | 2010-11-02 | Corrected description to "250W"
250 | Sodium (SON) Lamp |  | Eden Lighting | 250W Rated Sodium (Various Models) |  | 1402502002100 | 314 | 343 | 136 | 0.92 |  |  |  |  | P | 2012-01-18 |  | N/A | Lamps
250 | High Pressure Sodium |  | Gewiss UK | Avenue GW87007/87057/87107/87157/87307 |  | 1402502003100 | 277 | 316 | 152 | 0.88 |  |  |  |  | P | 2012-05-16 |  | N/A | Lamps
250 | Electronic Ballast | HPS LAMP | Sogexi | Induxi 250W (dimmed at 48% circuit watts) |  | 1402503000048 | 273 | 276 | 40 | 0.99 | 132 | 138 | 40 | 0.96 | P | 2010-11-02 |  | N/A | Lamps
250 | Electronic Ballast | HPS LAMP | Sogexi | Induxi 250W (dimmed at 79% circuit watts) |  | 1402503000079 | 273 | 276 | 40 | 0.99 | 216 | 220 | 41 | 0.98 | P | 2010-11-02 |  | N/A | Lamps
250 | Electronic Ballast | HPS LAMP | Sogexi | Induxi 250W (Full Power) |  | 1402503000100 | 273 | 276 | 40 | 0.99 |  |  |  |  | P | 2010-11-02 |  | N/A | Lamps
250 | SON High Pressure Sodium | Dali Extreme dimming EB 20% light output | Philips Lighting | HID-DV DALI Xt250 SON (Dimmed 36% Circuit Watts) |  | 1402503001036 | 267 | 269 | 34 | 0.99 | 96 | 99 | 27 | 0.96 | P | 2011-04-06 |  | N/A | Lamps
250 | SON High Pressure Sodium | Dali Extreme dimming EB 40% light output | Philips Lighting | HID-DV DALI Xt250 SON (Dimmed 53% Circuit Watts) |  | 1402503001053 | 267 | 269 | 34 | 0.99 | 142 | 144 | 29 | 0.98 | P | 2011-04-06 |  | N/A | Lamps
250 | SON High Pressure Sodium | Dali Extreme dimming EB 50% light output | Philips Lighting | HID-DV DALI Xt250 SON (Dimmed 63% Circuit Watts) |  | 1402503001063 | 267 | 269 | 34 | 0.99 | 167 | 168 | 29 | 0.98 | P | 2011-04-06 |  | N/A | Lamps
250 | SON High Pressure Sodium | Dali Extreme dimming EB 60% light output | Philips Lighting | HID-DV DALI Xt250 SON (Dimmed 70% Circuit Watts) |  | 1402503001070 | 267 | 269 | 34 | 0.99 | 186 | 187 | 29 | 0.99 | P | 2011-04-06 |  | N/A | Lamps
250 | SON High Pressure Sodium | Dali Extreme dimming EB 66% light output | Philips Lighting | HID-DV DALI Xt250 SON (Dimmed 75% Circuit Watts) |  | 1402503001075 | 267 | 269 | 34 | 0.99 | 201 | 202 | 30 | 0.99 | P | 2011-04-06 |  | N/A | Lamps
250 | SON High Pressure Sodium | Dali Extreme dimming EB 75% light output | Philips Lighting | HID-DV DALI Xt250 SON (Dimmed 81% Circuit Watts) |  | 1402503001081 | 267 | 269 | 34 | 0.99 | 216 | 217 | 31 | 0.99 | P | 2011-04-06 |  | N/A | Lamps
250 | SON High Pressure Sodium | Dali Extreme dimming EB 85% light output | Philips Lighting | HID-DV DALI Xt250 SON (Dimmed 89% Circuit Watts) |  | 1402503001089 | 267 | 269 | 34 | 0.99 | 238 | 239 | 32 | 0.99 | P | 2011-04-06 |  | N/A | Lamps
250 | SON High Pressure Sodium | Dali Extreme dimming EB 100% light output | Philips Lighting | HID-DV DALI Xt250 SON (100% Full Circuit Watts) |  | 1402503001100 | 267 | 269 | 34 | 0.99 |  |  |  |  | P | 2011-04-06 |  | N/A | Lamps
250 | High Pressure Sodium | SON/T | Philips Lighting | HID-DV DALI Xt250 SON (Dimmed to 77% of Reduced Operation 81% Circuit Watts) |  | 1402503002077 | 216 | 217 | 31 | 0.99 | 167 | 169 | 21 | 0.99 | P | 2013-06-19 |  |  | Lamps
250 | High Pressure Sodium | SON/T | Philips Lighting | HID-DV DALI Xt250 SON (Dimmed to 86% of 81% Reduced Operation Circuit Watts) |  | 1402503002086 | 216 | 217 | 31 | 0.99 | 186 | 187 | 29 | 0.99 | P | 2013-01-16 |  |  | Lamps
250 | High Pressure Sodium | SON/T | Philips Lighting | HID-DV DALI Xt250 SON (Reduced Operation 81% Circuit Watts) |  | 1402503002100 | 216 | 217 | 31 | 0.99 |  |  |  |  | P | 2013-01-16 |  |  | Lamps
250 | High Pressure Sodium | 250w High Pressure Sodium Dimming Electronic Ballast | Philips Lighting | SOD250 Electronic ballasts for SON 250W (Dimmed at 50% Circuit Watts) |  | 1402505000050 | 271 | 275 | 45 | 0.99 | 136 | 138 | 23 | 0.99 | P | 2009-07-29 |  |  | Lamps
250 | High Pressure Sodium | SON SON/T | Metrolight | JW-12-035 250WHPS | 1402525 | 1402505000100 | 257 | 277 | 104 | 0.93 |  |  |  |  | P | 2006-08-01 |  | Non-Standard Conversion | Lamps
250 | High Pressure Sodium | SON SON/T | Philips Lighting | SOD250 Electronic ballasts for SON 250W (Dimmed at 50% |  | 1402505001050 | 271 | 275 | 45 | 0.99 | 136 | 138 | 23 | 0.99 | P | 2009-10-01 |  |  | Lamps
250 | High Pressure Sodium | 250w High Pressure Sodium Electronic Ballast | Philips Lighting | SOH250 Electronic ballasts for SON 250W |  | 1402505001100 | 270 | 273 | 46 | 0.99 |  |  |  |  | P | 2009-07-29 |  |  | Lamps
250 | High Pressure Sodium | SON SON/T | Philips Lighting | SOH250 Electronic ballasts for SON 250W |  | 1402505002100 | 270 | 273 | 46 | 0.99 |  |  |  |  | P | 2009-10-01 |  |  | Lamps
250 | High Pressure Sodium | SON SON/T | Metrolight | Smart HID 250W - (Dimmed 94% Circuit Watts) | 1402539 | 1402505030094 | 263 | 277 | 87 | 0.95 | 247 | 262 | 87 | 0.94 | P | 2008-03-13 |  | Non-Standard Conversion | Lamps
250 | High Pressure Sodium | SON SON/T | Metrolight | Smart HID 250W - (Dimmed 49% Circuit Watts) | 1402536 | 1402505031049 | 263 | 277 | 87 | 0.95 | 129 | 148 | 72 | 0.87 | P | 2008-03-13 |  | Non-Standard Conversion | Lamps
250 | High Pressure Sodium | SON SON/T | Metrolight | Smart HID 250W - (Dimmed 58% Circuit Watts) | 1402537 | 1402505031058 | 263 | 277 | 87 | 0.95 | 152 | 172 | 81 | 0.88 | P | 2008-03-13 |  | Non-Standard Conversion | Lamps
250 | High Pressure Sodium | SON SON/T | Metrolight | Smart HID 250W - (Dimmed 79% Circuit Watts) | 1402538 | 1402505031079 | 263 | 277 | 87 | 0.95 | 207 | 217 | 66 | 0.95 | P | 2008-03-13 |  | Non-Standard Conversion | Lamps
250 | High Pressure Sodium | SON SON/T | Metrolight | Smart HID 250W | 1402535 | 1402505031100 | 263 | 277 | 87 | 0.95 |  |  |  |  | P | 2011-06-06 |  | Non-Standard Conversion | Lamps | 2012-08-01 | Date issued added 01/08/2012
250 | High Pressure Sodium | SON SON/T | Micatron | Model No. SON-250 - (Dimmed 50% Circuit Watts) | 1402508 | 1402505040050 | 262 | 266 | 48 | 0.98 | 130 | 132 | 21 | 0.99 | P | 2011-06-06 |  | Non-Standard Conversion | Lamps | 2012-08-01 | Date issued added 01/08/2012
250 | High Pressure Sodium | SON SON/T | Micatron | Model No. SON-250 | 1402503 | 1402505040100 | 262 | 266 | 48 | 0.98 |  |  |  |  | P | 2011-06-06 |  | Non-Standard Conversion | Lamps | 2012-08-01 | Date issued added 01/08/2012
250 | High Pressure Sodium | SON SON/T | iGuzzini Illuminazione (UK) Ltd | W250 Ballast: V2 XR 4 - (Dimmed 56% Circuit Watts) | 1492509 | 1402505070056 | 243 | 260 | 95 | 0.93 | 137 | 146 | 52 | 0.94 | P | 2011-06-06 |  | Non-Standard Conversion | Lamps | 2012-08-01 | Date issued added 01/08/2012
250 | High Pressure Sodium | SON SON/T | iGuzzini Illuminazione (UK) Ltd | W250 Ballast: V2 XR 3 - (Dimmed 61% Circuit Watts | 1492508 | 1402505070061 | 243 | 260 | 95 | 0.93 | 148 | 157 | 51 | 0.94 | P | 2011-06-06 |  | Non-Standard Conversion | Lamps | 2012-08-01 | Date issued added 01/08/2012
250 | High Pressure Sodium | SON SON/T | iGuzzini Illuminazione (UK) Ltd | W250 Ballast: V2 XR 2 - (Dimmed 69% Circuit Watts) | 1492507 | 1402505070069 | 243 | 260 | 95 | 0.93 | 167 | 177 | 57 | 0.95 | P | 2011-06-06 |  | Non-Standard Conversion | Lamps | 2012-08-01 | Date issued added 01/08/2012
250 | High Pressure Sodium | SON SON/T | iGuzzini Illuminazione (UK) Ltd | W250 Ballast: V2 XR 1 - (Dimmed 78% Circuit Watts) | 1492506 | 1402505070078 | 243 | 260 | 95 | 0.93 | 189 | 199 | 62 | 0.95 | P | 2011-06-06 |  | Non-Standard Conversion | Lamps | 2012-08-01 | Date issued added 01/08/2012
250 | SON High Pressure Sodium |  | Philips Lighting | HID-DV DALI Xt250 SON (MLSD) |  | 1402506000100 | 267 | 269 | 34 | 0.99 |  |  |  |  | P | 2013-01-16 |  |  | Lamps
310 | High Pressure Sodium | SON SON/T | Generic | Standard | 1403101 | 1403101000100 | 340 | 386 | 183 | 0.88 |  |  |  |  | P | 2005-06-01 |  | Standard Conversion | Lamps
350 | High Pressure Sodium (Plug in Replacement) | SON/H | Generic | Standard | 1403501 | 1403501000100 | 372 | 372 | 0 | 1 |  |  |  |  | P | 2005-06-01 |  | Standard Conversion | Lamps
400 | High Pressure Sodium | SON SON/T | Generic | Standard |  | 1404001000100 | 449 | 528 | 278 | 0.85 |  |  |  |  | P | 2013-04-01 |  |  | Lamps
400 | High Pressure Sodium | SON SON/T | Generic | Standard | 1404001 | 1404001000100 | 434 | 511 | 270 | 0.85 |  |  |  |  | P | 2005-06-01 | 2013-03-31 | Standard Conversion | Lamps | 2013-03-20 | Charge code superseded due to load research programme undertaken by ELEXON to confirm consumption values
400 | High Pressure Sodium | Edison 21 HID Controllers | Generic | Low Loss |  | 1404002000100 | 450 | [7 empty] | P | 2008-07-17 |  |  | Lamps | 23/02/2009 15/02/2012 | Circuit watts increased, so that the nominal watts do not equal the circuit watts. This was issued to an UMSO as a temporary code. Made Permanent
400 | High Pressure Sodium | SON SON/T | Micatron | Magnetic 400W Dual Tapped Ballast - (Dimmed 49% Circuit Watts) with a Micatron Part Night H.I.D. Power Switch (Ref: MCT/HID/PND/SW) |  | 1404002001049 | 445 | 488 | 201 | 0.91 | 219 | 253 | 126 | 0.87 | P | 2009-01-28 |  |  | Lamps | 2010-11-02 | Corrected description to "400W"
400 | High Pressure Sodium |  | Gewiss UK | Avenue GW87109 |  | 1404002002100 | 473 | 496 | 148 | 0.95 |  |  |  |  | P | 2012-05-16 |  | N/A | Lamps
400 | High Pressure Sodium | SON SON/T | Metrolight | Smart HID 400W - (Dimmed 50% Circuit Watts) | 1404036 | 1404005031050 | 420 | 432 | 102 | 0.97 | 211 | 222 | 70 | 0.95 | P | 2008-03-13 |  | Non-Standard Conversion | Lamps
400 | High Pressure Sodium | SON SON/T | Metrolight | Smart HID 400W - (Dimmed 69% Circuit Watts) | 1404037 | 1404005031069 | 420 | 432 | 102 | 0.97 | 291 | 302 | 81 | 0.96 | P | 2008-03-13 |  | Non-Standard Conversion | Lamps
400 | High Pressure Sodium | SON SON/T | Metrolight | Smart HID 400W - (Dimmed 82% Circuit Watts) | 1404038 | 1404005031082 | 420 | 432 | 102 | 0.97 | 344 | 356 | 92 | 0.97 | P | 2008-03-13 |  | Non-Standard Conversion | Lamps
400 | High Pressure Sodium | SON SON/T | Metrolight | Smart HID 400W - (Dimmed 94% Circuit Watts) | 1404039 | 1404005031094 | 420 | 432 | 102 | 0.97 | 396 | 405 | 86 | 0.98 | P | 2008-03-13 |  | Non-Standard Conversion | Lamps
400 | High Pressure Sodium | SON SON/T | Metrolight | Smart HID 400W | 1404035 | 1404005031100 | 416 | 429 | 104 | 0.97 |  |  |  |  | P | 2008-03-13 |  | Non-Standard Conversion | Lamps
400 | High Pressure Sodium | SON SON/T | Micatron | Model No. SON-400 - (Dimmed 49% Circuit Watts) | 1404008 | 1404005040049 | 426 | 433 | 77 | 0.98 | 210 | 214 | 41 | 0.98 | P | 2011-06-06 |  | Non-Standard Conversion | Lamps | 2012-08-01 | Date issued added 01/08/2012
400 | High Pressure Sodium | SON SON/T | Micatron | Model No. SON-400 | 1404003 | 1404005040100 | 426 | 433 | 77 | 0.98 |  |  |  |  | P | 2011-06-06 |  | Non-Standard Conversion | Lamps | 2012-08-01 | Date issued added 01/08/2012
600 | High Pressure Sodium | SON SON/T | Generic | Standard | 1406001 | 1406001000100 | 640 | 736 | 363 | 0.87 |  |  |  |  | P | 2005-06-01 |  | Standard Conversion | Lamps
1000 | High Pressure Sodium | SON SON/T | Generic | Standard | 1410001 | 1410001000100 | 1083 | 1265 | 654 | 0.86 |  |  |  |  | P | 2005-06-01 |  | Standard Conversion | Lamps
50 | High Pressure Mercury - Standard Gear | HPL-N (MBF/U) | Generic | Standard | 2100501 | 2100501000100 | 61 | 71 | 36 | 0.86 |  |  |  |  | P | 2005-06-01 |  | Standard Conversion | Lamps
80 | High Pressure Mercury - Standard Gear | HPL-N (MBF/U) | Generic | Standard | 2100801 | 2100801000100 | 94 | 106 | 49 | 0.89 |  |  |  |  | P | 2005-06-01 |  | Standard Conversion | Lamps
125 | High Pressure Mercury - Standard Gear | HPL-N (MBF/U) | Generic | Standard | 2101251 | 2101251000100 | 142 | 162 | 78 | 0.88 |  |  |  |  | P | 2005-06-01 |  | Standard Conversion | Lamps
250 | High Pressure Mercury - Standard Gear | HPL-N (MBF/U) | Generic | Standard | 2102501 | 2102501000100 | 275 | 322 | 168 | 0.85 |  |  |  |  | P | 2005-06-01 |  | Standard Conversion | Lamps
400 | High Pressure Mercury - Standard Gear | HPL-N (MBF/U) | Generic | Standard | 2104001 | 2104001000100 | 428 | 519 | 294 | 0.82 |  |  |  |  | P | 2005-06-01 |  | Standard Conversion | Lamps
700 | High Pressure Mercury - Standard Gear | HPL-N (MBF/U) | Generic | Standard | 2107001 | 2107001000100 | 742 | 858 | 431 | 0.86 |  |  |  |  | P | 2005-06-01 |  | Standard Conversion | Lamps
1000 | High Pressure Mercury - Standard Gear | HPL-N (MBF/U) | Generic | Standard | 2110001 | 2110001000100 | 1040 | 1206 | 611 | 0.86 |  |  |  |  | P | 2005-06-01 |  | Standard Conversion | Lamps
100 | High Pressure Mercury (Blended) | ML (MBTL/U) | Generic | Standard | 2301000 | 2301000000100 | 100 | 100 |  | 1 |  |  |  |  | P | 2005-06-01 |  | Standard Conversion | Lamps
160 | High Pressure Mercury (Blended) | ML (MBTL/U) | Generic | Standard | 2301600 | 2301600000100 | 160 | 160 |  | 1 |  |  |  |  | P | 2005-06-01 |  | Standard Conversion | Lamps
250 | High Pressure Mercury (Blended) | ML (MBTL/U) | Generic | Standard | 2302500 | 2302500000100 | 250 | 250 |  | 1 |  |  |  |  | P | 2005-06-01 |  | Standard Conversion | Lamps
500 | High Pressure Mercury (Blended) | ML (MBTL/U) | Generic | Standard | 2305000 | 2305000000100 | 500 | 500 |  | 1 |  |  |  |  | P | 2005-06-01 |  | Standard Conversion | Lamps
50 | High Pressure Mercury (Halide) | HPI (MBI) | SELC Ireland | SELC 2000 50w HID Smart Ballast |  | 2400505000100 | 57 | 58 | 13 | 0.98 |  |  |  |  | P | 2008-07-14 |  |  | Lamps
50 | High Pressure Mercury (Halide) | HPI (MBI) | SELC Ireland | SELC 4000 ECONO 50 Watt Part Night Ballast (Dimmed 74% Circuit Watts) |  | 2400505001074 | 53 | 55 | 13 | 0.97 | 39 | 41 | 13 | 0.95 | P | 2008-10-23 |  |  | Lamps | 2012-08-01 | Unique Identifier incremented due to duplication
50 | High Pressure Mercury (Halide) | HPI (MBI) | SELC Ireland | SELC 4000 ECONO 50 Watt Part Night Ballast (Dimmed 81% Circuit Watts) |  | 2400505001081 | 53 | 55 | 13 | 0.97 | 43 | 45 | 13 | 0.96 | P | 2008-10-23 |  |  | Lamps
50 | High Pressure Mercury (Halide) | HPI (MBI) | SELC Ireland | SELC 4000 ECONO 50 Watt Part Night Ballast (Dimmed 89% Circuit Watts) |  | 2400505001089 | 53 | 55 | 13 | 0.97 | 47 | 49 | 13 | 0.96 | P | 2008-10-23 |  |  | Lamps
50 | High Pressure Mercury (Halide) | HPI (MBI) | SELC Ireland | SELC 4000 ECONO 50 Watt Ballast |  | 2400505001100 | 53 | 55 | 13 | 0.97 |  |  |  |  | P | 2008-08-08 |  |  | Lamps
50 | High Pressure Mercury (Halide) | HPI (MBI) | SELC Ireland | SELC 4000 ECONO 50 Watt Ballast (Reduced Operation - 89% Circuit Watts) |  | 2400505002100 | 47 | 49 | 13 | 0.96 |  |  |  |  | P | 2008-08-08 |  |  | Lamps
50 | High Pressure Mercury (Halide) | HPI (MBI) | SELC Ireland | SELC 4000 ECONO 50 Watt Ballast (Reduced Operation - 81% Circuit Watts) |  | 2400505003100 | 43 | 45 | 13 | 0.96 |  |  |  |  | P | 2008-08-08 |  |  | Lamps
50 | High Pressure Mercury (Halide) | HPI (MBI) | SELC Ireland | SELC 4000 ECONO 50 Watt Ballast (Reduced Operation - 75% Circuit Watts) |  | 2400505004100 | 39 | 41 | 13 | 0.95 |  |  |  |  | P | 2008-08-08 |  |  | Lamps
50 | High Pressure Mercury (Halide) | HPI (MBI) | Metrolight | Smart HID 50W - (Dimmed 68% Circuit Watts) | 2400537 | 2400505031068 | 56 | 56 | 0 | 1 | 38 | 38 |  | 1 | P | 2008-03-13 |  | Non-Standard Conversion | Lamps
50 | High Pressure Mercury (Halide) | HPI (MBI) | Metrolight | Smart HID 50W - (Dimmed 80% Circuit Watts) | 2400538 | 2400505031080 | 56 | 56 | 0 | 1 | 45 | 45 |  | 1 | P | 2008-03-13 |  | Non-Standard Conversion | Lamps
50 | High Pressure Mercury (Halide) | HPI (MBI) | Metrolight | Smart HID 50W - (Dimmed 89% Circuit Watts) |  | 2400505031089 | 56 | 56 | 0 | 1 | 50 | 50 |  | 1 | P | 2008-03-13 |  | Non-Standard Conversion | Lamps | 2012-08-01 | Unique Identifier incremented due to duplication
50 | High Pressure Mercury (Halide) | HPI (MBI) | Metrolight | Smart HID 50W | 2400535 | 2400505031100 | 56 | 56 | 0 | 1 |  |  |  |  | P | 2008-03-13 |  | Non-Standard Conversion | Lamps
70 | High Pressure Mercury (Halide) | HPI (MBI) | Micatron | Magnetic 70W Dual Tapped Ballast - (Dimmed 70% Circuit Watts) with a Micatron Part Night H.I.D. Power Switch (Ref: MCT/HID/PND/SW) |  | 2400702000070 | 89 | 101 | 47 | 0.88 | 62 | 68 | 28 | 0.91 | P | 2009-01-28 |  |  | Lamps | 2010-11-02 | Corrected description to "70W"
70 | High Pressure Mercury (Halide) |  | Gewiss UK | Avenue GW87004/87054/87304/87354 |  | 2400703000100 | 95 | 100 | 33 | 0.95 |  |  |  |  | P | 2012-05-16 |  | N/A | Lamps
70 | High Pressure Mercury (Halide) | HPI (MBI) | SELC Ireland | SELC 4000 ECONO 70 Watt Part Night Ballast (Dimmed 73% Circuit Watts) |  | 2400705000073 | 79 | 80 | 13 | 0.99 | 58 | 59 | 13 | 0.97 | P | 2008-10-23 |  |  | Lamps
70 | High Pressure Mercury (Halide) | HPI (MBI) | SELC Ireland | SELC 4000 ECONO 70 Watt Part Night Ballast (Dimmed 81% Circuit Watts) |  | 2400705000081 | 79 | 80 | 13 | 0.99 | 64 | 66 | 13 | 0.98 | P | 2008-10-23 |  |  | Lamps
70 | High Pressure Mercury (Halide) | HPI (MBI) | SELC Ireland | SELC 4000 ECONO 70 Watt Part Night Ballast (Dimmed 90% Circuit Watts) |  | 2400705000090 | 79 | 80 | 13 | 0.99 | 71 | 72 | 13 | 0.98 | P | 2008-10-23 |  |  | Lamps
70 | High Pressure Mercury (Halide) | HPI (MBI) | SELC Ireland | SELC 4000 ECONO 70 Watt Ballast |  | 2400705000100 | 79 | 80 | 13 | 0.99 |  |  |  |  | P | 2008-08-08 |  |  | Lamps
70 | High Pressure Mercury (Halide) | HPI (MBI) | SELC Ireland | SELC 4000 ECONO 70 Watt Ballast (Reduced Operation - 90% Circuit Watts) |  | 2400705001100 | 71 | 72 | 13 | 0.98 |  |  |  |  | P | 2008-08-08 |  |  | Lamps
70 | High Pressure Mercury (Halide) | HPI (MBI) | SELC Ireland | SELC 4000 ECONO 70 Watt Ballast (Reduced Operation - 81% Circuit Watts) |  | 2400705002100 | 64 | 66 | 13 | 0.98 |  |  |  |  | P | 2008-08-08 |  |  | Lamps
70 | High Pressure Mercury (Halide) | HPI (MBI) | SELC Ireland | SELC 4000 ECONO 70 Watt Ballast (Reduced Operation - 73% Circuit Watts) |  | 2400705003100 | 58 | 59 | 13 | 0.97 |  |  |  |  | P | 2008-08-08 |  |  | Lamps
70 | High Pressure Mercury (Halide) | HPI (MBI) | Metrolight | Smart HID 70W - (Dimmed 62% Circuit Watts) |  | 2400705031062 | 76 | 82 | 31 | 0.93 | 47 | 51 |  | 0.92 | P | 2008-03-13 |  | Non-Standard Conversion | Lamps | 2012-08-01 | Unique Identifier incremented due to duplication
70 | High Pressure Mercury (Halide) | HPI (MBI) | Metrolight | Smart HID 70W - (Dimmed 74% Circuit Watts) |  | 2400705031074 | 76 | 82 | 31 | 0.93 | 56 | 59 |  | 0.94 | P | 2008-03-13 |  | Non-Standard Conversion | Lamps | 2012-08-01 | Unique Identifier incremented due to duplication
70 | High Pressure Mercury (Halide) | HPI (MBI) | Metrolight | Smart HID 70W - (Dimmed 87% Circuit Watts) | 2400738 | 2400705031087 | 76 | 82 | 31 | 0.93 | 66 | 69 |  | 0.96 | P | 2008-03-13 |  | Non-Standard Conversion | Lamps
70 | High Pressure Mercury (Halide) | HPI (MBI) | Metrolight | Smart HID 70W - (Dimmed 93% Circuit Watts) | 2400739 | 2400705031093 | 76 | 82 | 31 | 0.93 | 71 | 75 |  | 0.95 | P | 2008-03-13 |  | Non-Standard Conversion | Lamps
70 | High Pressure Mercury (Halide) | HPI (MBI) | Metrolight | Smart HID 70W | 2400735 | 2400705031100 | 76 | 82 | 31 | 0.93 |  |  |  |  | P | 2008-03-13 |  | Non-Standard Conversion | Lamps
100 | High Pressure Mecury Halide | MBI | Micatron | Magnetic 70W-100W Dual Tapped Ballast - (Dimmed 73% Circuit Watts) |  | 2401002000073 | 115 | 128 | 57 | 0.9 | 84 | 94 | 43 | 0.89 | P | 2009-03-20 |  |  | Lamps | 2012-08-01 | Unique Identifier incremented due to duplication
100 | High Pressure Mercury (Halide) | HPI (MBI) | Lima International | 100 Watt ELTAM Ballasts | 2411003 | 2401003000100 | 110 | [7 empty] | T | 2007-12-06 | 2012-02-15 | Non-Standard Conversion | Lamps
100 | High Pressure Mercury (Halide) |  | Gewiss UK | Avenue GW87005/87055/87305/87355 |  | 2401003000100 | 118 | 133 | 60 | 0.89 |  |  |  |  | P | 2012-05-16 |  | N/A | Lamps
100 | High Pressure Mercury (Halide) | HPI (MBI) | SELC Ireland | SELC 2000 100w HID Smart Ballast |  | 2401005000100 | 118 | 119 | 14 | 0.99 |  |  |  |  | P | 2008-07-14 |  |  | Lamps
100 | High Pressure Mercury (Halide) | HPI (MBI) | SELC Ireland | SELC 4000 ECONO 100 Watt Ballast Dimmed 59% of Circuit Watts |  | 2401005001059 | 114 | 115 | 14 | 0.99 | 67 | 68 | 13 | 0.98 | P | 2010-10-05 |  | N/A | Lamps
100 | High Pressure Mercury (Halide) | HPI (MBI) | SELC Ireland | SELC 4000 ECONO 100 Watt Part Night Ballast (Dimmed 71% Circuit Watts) |  | 2401005001071 | 114 | 115 | 14 | 0.99 | 81 | 82 | 14 | 0.99 | P | 2008-10-23 |  |  | Lamps
100 | High Pressure Mercury (Halide) | HPI (MBI) | SELC Ireland | SELC 4000 ECONO 100 Watt Ballast Dimmed 76% of Circuit Watts |  | 2401005001076 | 114 | 115 | 14 | 0.99 | 87 | 88 | 14 | 0.99 | P | 2010-10-05 |  | N/A | Lamps
100 | High Pressure Mercury (Halide) | HPI (MBI) | SELC Ireland | SELC 4000 ECONO 100 Watt Part Night Ballast (Dimmed 81% Circuit Watts) |  | 2401005001081 | 114 | 115 | 14 | 0.99 | 92 | 93 | 14 | 0.99 | P | 2008-10-23 |  |  | Lamps
100 | High Pressure Mercury (Halide) | HPI (MBI) | SELC Ireland | SELC 4000 ECONO 100 Watt Part Night Ballast (Dimmed 89% Circuit Watts) |  | 2401005001089 | 114 | 115 | 14 | 0.99 | 101 | 102 | 14 | 0.99 | P | 2008-10-23 |  |  | Lamps
100 | High Pressure Mercury (Halide) | HPI (MBI) | SELC Ireland | SELC 4000 ECONO 100 Watt Ballast |  | 2401005001100 | 114 | 115 | 14 | 0.99 |  |  |  |  | P | 2008-08-08 |  |  | Lamps
100 | High Pressure Mercury (Halide) | HPI (MBI) | SELC Ireland | SELC 4000 ECONO 100 Watt Ballast (Reduced Operation - 89% Circuit Watts) |  | 2401005002100 | 101 | 102 | 14 | 0.99 |  |  |  |  | P | 2008-08-08 |  |  | Lamps
100 | High Pressure Mercury (Halide) | HPI (MBI) | SELC Ireland | SELC 4000 ECONO 100 Watt Ballast (Reduced Operation - 81% Circuit Watts) |  | 2401005003100 | 92 | 93 | 14 | 0.99 |  |  |  |  | P | 2008-08-08 |  |  | Lamps
100 | High Pressure Mercury (Halide) | HPI (MBI) | SELC Ireland | SELC 4000 ECONO 100 Watt Ballast (Reduced Operation - 71% Circuit Watts) |  | 2401005004100 | 81 | 82 | 14 | 0.99 |  |  |  |  | P | 2008-08-08 |  |  | Lamps
100 | High Pressure Mercury (Halide) | HPI (MBI) | Metrolight | Smart HID 100W - (Dimmed 61% Circuit Watts) | 2401035 | 2401005031061 | 109 | 121 | 53 | 0.9 | 67 | 82 |  | 0.82 | P | 2008-03-13 |  | Non-Standard Conversion | Lamps | 2009-02-20 | Equipment description was altered
100 | High Pressure Mercury (Halide) | HPI (MBI) | Metrolight | Smart HID 100W - (Dimmed 71% Circuit Watts) | 2401036 | 2401005031071 | 109 | 121 | 53 | 0.9 | 77 | 90 |  | 0.86 | P | 2008-03-13 |  | Non-Standard Conversion | Lamps
100 | High Pressure Mercury (Halide) | HPI (MBI) | Metrolight | Smart HID 100W - (Dimmed 76% Circuit Watts) | 2401039 | 2401005031076 | 109 | 121 | 53 | 0.9 | 83 | 95 | 46 | 0.88 | P | 2011-06-06 |  | Non-Standard Conversion | Lamps | 2012-08-01 | Date issued added 01/08/2012
100 | High Pressure Mercury (Halide) | HPI (MBI) | Metrolight | Smart HID 100W - (Dimmed 81% Circuit Watts) | 2401037 | 2401005031081 | 109 | 121 | 53 | 0.9 | 88 | 99 |  | 0.88 | P | 2008-03-13 |  | Non-Standard Conversion | Lamps
100 | High Pressure Mercury (Halide) | HPI (MBI) | Metrolight | Smart HID 100W - (Dimmed 90% Circuit Watts) | 2401038 | 2401005031090 | 109 | 121 | 53 | 0.9 | 98 | 110 |  | 0.89 | P | 2008-03-13 |  | Non-Standard Conversion | Lamps
100 | High Pressure Mercury (Halide) | HPI (MBI) | Metrolight | Smart HID 100W - (Dimmed 90% Circuit Watts) |  | 2401005031100 | 109 | 121 | 53 | 0.9 |  |  |  |  | P | 2009-03-02 |  |  | Lamps
150 | High Pressure Mercury | Standard Gear HPI (MBI) | Generic |  |  | 2401501000100 | 166 | [7 empty] | P | 2008-07-17 |  |  | Lamps | 23/02/2009 15/02/2012 | Circuit watts increased, so that the nominal watts do not equal the circuit watts. This was issued to an UMSO as a temporary code. Made Permanent
150 | High Pressure Mercury (Halide) | HPI (MBI) | Micatron | Magnetic 150W Dual Tapped Ballast - (Dimmed 56% Circuit Watts) with a Micatron Part Night H.I.D. Power Switch (Ref: MCT/HID/PND/SW) |  | 2401502000056 | 185 | 202 | 82 | 0.91 | 103 | 116 | 52 | 0.89 | P | 2009-01-28 |  |  | Lamps | 2010-11-02 | Corrected description to "150W"
150 | High Pressure Mercury (Halide) | HPI (MBI) | Lima International | 150 Watt ELTAM Ballasts | 2411503 | 2401503000100 | 164 | [7 empty] | T | 2007-12-06 | 2012-02-15 | Non-Standard Conversion | Lamps
150 | High Pressure Mercury (Halide) |  | Gewiss UK | Avenue GW87006/87056/87106/87156/87306/87356 |  | 2401503000100 | 179 | 202 | 95 | 0.88 |  |  |  |  | P | 2012-05-16 |  | N/A | Lamps
150 | High Pressure Mercury (Halide) | HPI (MBI) | Metrolight | Smart HID 150W - (Dimmed 58% Circuit Watts) | 2401536 | 2401505031058 | 163 | 171 | 52 | 0.95 | 94 | 109 |  | 0.86 | P | 2008-03-13 |  | Non-Standard Conversion | Lamps
150 | High Pressure Mercury (Halide) | HPI (MBI) | Metrolight | Smart HID 150W - (Dimmed 69% Circuit Watts) | 2401537 | 2401505031069 | 163 | 171 | 52 | 0.95 | 112 | 126 |  | 0.89 | P | 2008-03-13 |  | Non-Standard Conversion | Lamps
150 | High Pressure Mercury (Halide) | HPI (MBI) | Metrolight | Smart HID 150W - (Dimmed 88% Circuit Watts) |  | 2401505031088 | 163 | 171 | 52 | 0.95 | 144 | 154 |  | 0.94 | P | 2008-03-13 |  | Non-Standard Conversion | Lamps | 2012-08-01 | Unique Identifier incremented due to duplication
150 | High Pressure Mercury (Halide) | HPI (MBI) | Metrolight | Smart HID 150W - (Dimmed 94% Circuit Watts) | 2401539 | 2401505031094 | 163 | 171 | 52 | 0.95 | 153 | 164 |  | 0.94 | P | 2008-03-13 |  | Non-Standard Conversion | Lamps
150 | High Pressure Mercury (Halide) | HPI (MBI) | Metrolight | Smart HID 150W | 2401535 | 2401505031100 | 163 | 171 | 52 | 0.95 |  |  |  |  | P | 2008-03-13 |  | Non-Standard Conversion | Lamps
250 | High Pressure Mercury (Halide) | HPI (MBI) | Metrolight | Smart HID 250W - (Dimmed 84% Circuit Watts) | 2402338 | 2402305031084 | 242 | 253 | 74 | 0.96 | 203 | 213 |  | 0.95 | Superseded by 24 0250 5031 084 | 2008-03-13 | 2008-03-13 | Non-Standard Conversion | Lamps
250 | High Pressure Mercury (Halide) | HPI (MBI) | Generic | Standard | 2402501 | 2402501000100 | 266 | 266 |  | 1 |  |  |  |  | P | 2005-06-01 |  | Standard Conversion | Lamps
250 | High Pressure Mercury (Halide) | HPI (MBI) | Micatron | Magnetic 250W Dual Tapped Ballast - (Dimmed 60% Circuit Watts) with a Micatron Part Night H.I.D. Power Switch (Ref: MCT/HID/PND/SW) |  | 2402502000060 | 291 | 309 | 104 | 0.94 | 174 | 185 | 65 | 0.94 | P | 2009-01-28 |  |  | Lamps | 2010-11-02 | Corrected description to "250W"
250 | High Pressure Mercury (Halide) |  | Gewiss UK | Avenue GW87007/87057/87107/87157/87307 |  | 2402503000100 | 270 | 289 | 102 | 0.94 |  |  |  |  | P | 2012-05-16 |  | N/A | Lamps
250 | High Pressure Mercury (Halide) | HPI (MBI) | Metrolight | Smart HID 250W - (Dimmed 49% Circuit Watts) | 2402536 | 2402505031049 | 261 | 273 | 79 | 0.96 | 129 | 147 |  | 0.88 | P | 2008-03-13 |  | Non-Standard Conversion | Lamps
250 | High Pressure Mercury (Halide) | HPI (MBI) | Metrolight | Smart HID 250W - (Dimmed 57% Circuit Watts) |  | 2402505031057 | 261 | 273 | 79 | 0.96 | 150 | 166 | 0.57471 | 0.9 | P | 2008-03-13 |  | Non-Standard Conversion | Lamps | 2012-08-01 | Unique Identifier incremented due to duplication
250 | High Pressure Mercury (Halide) | HPI (MBI) | Metrolight | Smart HID 250W - (Dimmed 78% Circuit Watts) | 2402538 | 2402505031078 | 261 | 273 | 79 | 0.96 | 203 | 213 |  | 0.95 | P | 2008-03-13 |  | Non-Standard Conversion | Lamps
250 | High Pressure Mercury (Halide) | HPI (MBI) | Metrolight | Smart HID 250W - (Dimmed 84% Circuit Watts) | 2402338 | 2402505031084 | 242 | 253 | 74 | 0.96 | 203 | 213 |  | 0.95 | P | 2008-03-13 |  | Non-Standard Conversion | Lamps | 2012-08-01 | 2402338 superceded by 'New Charge Code due to correction in wattage from 230W to 250W. Permanent status added 01/08/2012
250 | High Pressure Mercury (Halide) | HPI (MBI) | Metrolight | Smart HID 250W - (Dimmed 93% Circuit Watts) | 2402539 | 2402505031093 | 261 | 273 | 79 | 0.96 | 242 | 253 |  | 0.96 | P | 2008-03-13 |  | Non-Standard Conversion | Lamps
250 | High Pressure Mercury (Halide) | HPI (MBI) | Metrolight | Smart HID 250W | 2402535 | 2402505031100 | 261 | 273 | 79 | 0.96 |  |  |  |  | P | 2008-03-13 |  | Non-Standard Conversion | Lamps
400 | High Pressure Mercury (Halide) | HPI (MBI) | Generic | Standard | 2404001 | 2404001000100 | 471 | 471 |  | 1 |  |  |  |  | P | 2005-06-01 |  | Standard Conversion | Lamps
400 | High Pressure Mercury (Halide) | HPI (MBI) | Micatron | Magnetic 400W Dual Tapped Ballast - (Dimmed 49% Circuit Watts) with a Micatron Part Night H.I.D. Power Switch (Ref: MCT/HID/PND/SW) |  | 2404002000049 | 445 | 488 | 201 | 0.91 | 219 | 253 | 126 | 0.87 | P | 2009-01-28 |  |  | Lamps | 2010-11-02 | Corrected description to "400W"
400 | High Pressure Mercury (Halide) |  | Gewiss UK | Avenue GW87109 |  | 2404003000100 | 491 | 502 | 101 | 0.98 |  |  |  |  | P | 2012-05-16 |  | N/A | Lamps
400 | High Pressure Mercury (Halide) | HPI (MBI) | Metrolight | Smart HID 400W - (Dimmed 50% Circuit Watts) | 2404036 | 2404005031050 | 424 | 432 | 80 | 0.98 | 211 | 221 |  | 0.96 | P | 2008-03-13 |  | Non-Standard Conversion | Lamps
400 | High Pressure Mercury (Halide) | HPI (MBI) | Metrolight | Smart HID 400W - (Dimmed 69% Circuit Watts) | 2404037 | 2404005031069 | 424 | 432 | 80 | 0.98 | 293 | 299 |  | 0.98 | P | 2008-03-13 |  | Non-Standard Conversion | Lamps
400 | High Pressure Mercury (Halide) | HPI (MBI) | Metrolight | Smart HID 400W - (Dimmed 81% Circuit Watts) | 2404038 | 2404005031081 | 424 | 432 | 80 | 0.98 | 342 | 349 |  | 0.98 | P | 2008-03-13 |  | Non-Standard Conversion | Lamps
400 | High Pressure Mercury (Halide) | HPI (MBI) | Metrolight | Smart HID 400W - (Dimmed 96% Circuit Watts) | 2404039 | 2404005031096 | 424 | 432 | 80 | 0.98 | 405 | 403 |  | 1 | P | 2008-03-13 |  | Non-Standard Conversion | Lamps
400 | High Pressure Mercury (Halide) | HPI (MBI) | Metrolight | Smart HID 400W | 2404035 | 2404005031100 | 424 | 432 | 80 | 0.98 |  |  |  |  | P | 2008-03-13 |  | Non-Standard Conversion | Lamps
50 | High Pressure Mercury (Halide) | HPI (MBI) | Metrolight | Smart HID 50W - (Dimmed 61% Circuit Watts) |  | 2405050310061 | 56 | 56 | 0 | 1 | 34 | 34 |  | 1 | P | 2008-03-13 |  | Non-Standard Conversion | Lamps | 2012-08-01 | Unique Identifier incremented due to duplication
1000 | High Pressure Mercury (Halide) | HPI (MBI) | Generic | Standard | 2410001 | 2410001000100 | 1015 | 1015 |  | 1 |  |  |  |  | P | 2005-06-01 |  | Standard Conversion | Lamps
2000 | High Pressure Mercury (Halide) - Standard Gear | HPI (MBI) | Generic | Standard | 2420001 | 2420001000100 | 2105 | 2105 |  | 1 |  |  |  |  | P | 2005-06-01 |  | Standard Conversion | Lamps
35 | High Pressure Mercury (Induction) |  | Indo Lighting | SUDO - 35W |  | 2500353000100 | 36 | 37 | 7 | 0.98 |  |  |  |  | P | 2012-06-21 |  |  | Lamps
35 | High Pressure Mercury (Induction) |  | Indo Lighting | INDO QUDO 35W |  | 2500353001100 | 35 | 40 | 18 | 0.89 |  |  |  |  | P | 2012-06-21 |  |  | Lamps
40 | High Pressure Mercury (Induction) |  | Indo Lighting | INDO QUDO 40W |  | 2500403000100 | 41 | 42 | 5 | 0.99 |  |  |  |  | P | 2012-06-21 |  |  | Lamps
50 | High Pressure Mercury (Halide) | HPI (MBI) | Metrolight | JW-12-010 50W MH | 2500525 | 2500505000100 | 56 | 57 | 8 | 0.99 |  |  |  |  | P | 2006-08-01 |  | Non-Standard Conversion | Lamps | 2012-02-15 | Made Permanent
55 | High Pressure Mercury (Induction) | QL | Generic | High Frequency Electronic | 2500553 | 2500553000100 | 55 | 55 |  | 1 |  |  |  |  | P | 2005-06-01 |  | Standard Conversion | Lamps
70 | High Pressure Mercury (Induction) | INDO | Indo Lighting | Halo: 70W |  | 2500703001100 | 74 | 78 | 23 | 0.95 |  |  |  |  | P | 2008-10-31 |  |  | Lamps
70 | High Pressure Mercury (Induction) |  | Indo Lighting | QUDO:70W |  | 2500703002100 | 74 | 77 | 22 | 0.96 |  |  |  |  | p | 2012-11-14 |  |  | Lamps
70 | High Pressure Mercury (Halide) | HPI (MBI) | Metrolight | JW-12-021 70WMH | 2500725 | 2500705000100 | 79 | 81 | 20 | 0.97 |  |  |  |  | P | 2006-08-01 |  | Non-Standard Conversion | Lamps | 2012-02-15 | Made Permanent
80 | High Pressure Mercury (Induction) |  | Indo Lighting | QUDO - 80W |  | 2500803000100 | 83 | 84 | 15 | 0.98 |  |  |  |  | P | 2012-06-21 |  |  | Lamps
85 | High Pressure Mercury (Induction) | QL | Generic | High Frequency Electronic | 2500853 | 2500853000100 | 85 | 85 |  | 1 |  |  |  |  | P | 2005-06-01 |  | Standard Conversion | Lamps
85 | High Pressure Mercury (Induction) |  | Environment Lighting | iQL 85w |  | 2500853001100 | 164 | 168 | 35 | 0.98 |  |  |  |  | P | 2013-02-20 | 2013-03-19 |  | Lamps | 2013-03-20 | End-dated to correct consumption values.
85 | High Pressure Mercury (Induction) |  | IMT Lighting (UK) Ltd | iQL 85w |  | 2500853001100 | 78 | 79 | 14 | 0.99 |  |  |  |  | P | 2013-03-20 |  |  | Lamps
100 | High Pressure Mercury (Induction) |  | Indo Lighting | QUDO100W (Dimmed 70% Circuit Watts) |  | 2501003000070 | 110 | 114 | 28 | 0.97 | 77 | 80 | 20 | 0.97 | P | 2009-10-01 |  |  | Lamps
100 | High Pressure Mercury (Induction) |  | Indo Lighting | QUDO - 100W |  | 2501003001100 | 106 | 107 | 15 | 0.99 |  |  |  |  | P | 2012-06-21 |  |  | Lamps
100 | High Pressure Mercury (Halide) | HPI (MBI) | Metrolight | JW-12-025 100WMH | 2501025 | 2501005000100 | 110 | 112 | 22 | 0.98 |  |  |  |  | P | 2006-08-01 |  | Non-Standard Conversion | Lamps | 2012-02-15 | Made Permanent
120 | High Pressure Mercury (Induction) |  | Indo Lighting | QUDO:120W |  | 2501203002100 | 123 | 124 | 15 | 0.99 |  |  |  |  | p | 2012-11-14 |  |  | Lamps
150 | High Pressure Mercury (Induction) | INDO | Indo Lighting | QUDO 150W |  | 2501503000100 | 159 | 166 | 46 | 0.96 |  |  |  |  | P | 2009-02-25 |  |  | Lamps | 2012-02-15 | Made Permanent
150 | High Pressure Mercury (Halide) | HPI (MBI) | Metrolight | JW-12-030 150WMH | 2501525 | 2501505000100 | 164 | 169 | 40 | 0.97 |  |  |  |  | P | 2006-08-01 |  | Non-Standard Conversion | Lamps | 2012-02-15 | Made Permanent
165 | High Pressure Mercury (Induction) | QL | Generic | High Frequency Electronic | 2501653 | 2501653000100 | 165 | 165 |  | 1 |  |  |  |  | P | 2005-06-01 |  | Standard Conversion | Lamps
165 | High Pressure Mercury (Induction) |  | Environment Lighting | iQL 165w |  | 2501653001100 | 206 | 211 | 44 | 0.98 |  |  |  |  | P | 2013-02-20 | 2013-03-19 |  | Lamps | 2013-03-20 | End-dated to correct consumption values.
165 | High Pressure Mercury (Induction) |  | IMT Lighting (UK) Ltd | iQL 165w |  | 2501653001100 | 164 | 168 | 35 | 0.98 |  |  |  |  | P | 2013-03-20 |  |  | Lamps
200 | High Pressure Mercury (Induction) |  | Indo Lighting | QUDO:200W |  | 2502003002100 | 211 | 213 | 31 | 0.99 |  |  |  |  | p | 2012-11-14 |  |  | Lamps
250 | High Pressure Mercury (Induction) | INDO | Indo Lighting | QUDO 250W |  | 2502503000100 | 272 | 285 | 84 | 0.96 |  |  |  |  | P | 2009-02-25 |  |  | Lamps | 2012-02-15 | Made Permanent
250 | High Pressure Mercury (Halide) | HPI (MBI) | Metrolight | JW-12-038 250WMH | 2502525 | 2502505000100 | 257 | 277 | 102 | 0.93 |  |  |  |  | P | 2006-08-01 |  | Non-Standard Conversion | Lamps | 2012-02-15 | Made Permanent
350 | High Pressure Mercury (Halide) | HPI (MBI) | Metrolight | JW-12-045 350WMH | 2503525 | 2503505000100 | 353 | 368 | 104 | 0.96 |  |  |  |  | P | 2006-08-01 |  | Non-Standard Conversion | Lamps | 2012-02-15 | Made Permanent
20 | Metal Halide lamp (Philips CDM-TM) | Low Energy wall wash Façade Lighting | Commercial Lighting | Nightvision mini 8701044 and 8700041 |  | 2600203000100 | 25 | 26 | 9 | 0.94 |  |  |  |  | P | 2010-08-05 |  | N/A | Lamps
35 | High Pressure Mercury | CDM-T TT ET | Generic | Low Loss | 2600352 | 2600352000100 | 47 | 47 |  | 1 |  |  |  |  | P | 2005-06-01 |  | Standard Conversion | Lamps
35 | Metal Halide lamp (GE CMH35W) | Low Energy wall wash Façade Lighting | Commercial Lighting | Nightvision mini 8705046 |  | 2600353000100 | 45 | 45 | 9 | 0.98 |  |  |  |  | P | 2010-08-05 |  | N/A | Lamps
35 | High Pressure Mercury | CDM-T, CMH - G12 | SELC Ireland | SELC 2000 35W Electronic Ballast |  | 2600355000100 | 45 | 47 | 12 | 0.97 |  |  |  |  | P | 2009-12-01 |  |  | Lamps
45 | High Pressure Mercury (Ceramic Discharge Metal Halide) |  | Venture Lighting | VYB045PNO 45W STD Square T/Block 240V - Untimed (62% Dimmed Circuit Watts) |  | 2600453000062 | 50 | 51 | 11 | 0.98 | 31 | 32 | 10 | 0.95 | P | 2013-04-17 |  |  | Lamps
45 | High Pressure Mercury (Ceramic Discharge Metal Halide) |  | Venture Lighting | VYB045PNO 45W STD Square T/Block 240V - Untimed (72% Dimmed Circuit Watts) |  | 2600453000072 | 50 | 51 | 11 | 0.98 | 36 | 37 | 10 | 0.96 | P | 2013-04-17 |  |  | Lamps
45 | High Pressure Mercury (Ceramic Discharge Metal Halide) |  | Venture Lighting | VYB045PNO 45W STD Square T/Block 240V - Untimed (Full Power) |  | 2600453000100 | 50 | 51 | 11 | 0.98 |  |  |  |  | P | 2013-04-17 |  |  | Lamps
50 | High Pressure Mercury |  | Generic |  |  | 2600500000100 | 60 | [7 empty] | P | 2008-07-17 |  |  | Lamps | 23/02/2009 15/02/2012 | Circuit watts increased, so that the nominal watts do not equal the circuit watts. This was issued to an UMSO as a temporary code. Made Permanent
50 | CDO-TT Ceramic Discharge Outdoor | Dali Extreme dimming EB 66% light output | Philips Lighting | HID-DV DALI Xt 50 CDO-TT (78% power) |  | 2600503000077 | 56 | 58 | 16 | 0.96 | 43 | 46 | 16 | 0.94 | P | 2012-04-18 |  |  | Lamps
50 | CDO-TT Ceramic Discharge Outdoor | Dali Extreme dimming EB 75% light output | Philips Lighting | HID-DV DALI Xt 50 CDO-TT (81% power) |  | 2600503000080 | 56 | 58 | 16 | 0.96 | 45 | 48 | 16 | 0.94 | P | 2012-04-18 |  |  | Lamps
50 | CDO-TT Ceramic Discharge Outdoor | Dali Extreme dimming EB 85% light output | Philips Lighting | HID-DV DALI Xt 50 CDO-TT (89% power) |  | 2600503000089 | 56 | 58 | 16 | 0.96 | 50 | 53 | 16 | 0.95 | P | 2012-04-18 |  |  | Lamps
50 | CDO-TT Ceramic Discharge Outdoor | Dali Extreme dimming EB 100% light output | Philips Lighting | HID-DV DALI Xt 50 CDO-TT (100% power) |  | 2600503000100 | 56 | 58 | 16 | 0.96 |  |  |  |  | P | 2012-04-18 |  |  | Lamps
60 | High Pressure Mercury (Ceramic Discharge Metal Halide) |  | Venture Lighting | VYB060PNO 60W STD Square T/Block 240V - Untimed (61% Dimmed Circuit Watts) |  | 2600603000061 | 66 | 67 | 11 | 0.99 | 40 | 42 | 10 | 0.97 | P | 2013-04-17 |  |  | Lamps
60 | High Pressure Mercury (Ceramic Discharge Metal Halide) |  | Venture Lighting | VYB060PNO 60W STD Square T/Block 240V - Untimed (71% Dimmed Circuit Watts) |  | 2600603000071 | 66 | 67 | 11 | 0.99 | 47 | 48 | 11 | 0.98 | P | 2013-04-17 |  |  | Lamps
60 | High Pressure Mercury (Ceramic Discharge Metal Halide) |  | Venture Lighting | VYB060PNO 60W STD Square T/Block 240V - Untimed (Full Power) |  | 2600603000100 | 66 | 67 | 11 | 0.99 |  |  |  |  | P | 2013-04-17 |  |  | Lamps
70 | High Pressure Mercury | CDM-T TT ET | Generic | Low Loss | 2600702 | 2600702000100 | 86 | 86 |  | 1 |  |  |  |  | P | 2005-06-01 |  | Standard Conversion | Lamps
70 | Metal Halide Lamp |  | Eden Lighting | 70W Rated Metal Halide (Various Models) |  | 2600702001100 | 99 | 110 | 49 | 0.89 |  |  |  |  | P | 2012-01-18 |  | N/A | Lamps
70 | Electronic Ballast | MH LAMP | Sogexi | e-Pak 70W (dimmed at 76% circuit Watts) |  | 2600703000076 | 76 | 80 | 25 | 0.95 | 58 | 62 | 24 | 0.92 | P | 2010-11-02 |  | N/A | Lamps
70 | Electronic Ballast | MH LAMP | Sogexi | e-Pak 70W (Full Power) |  | 2600703000100 | 76 | 80 | 25 | 0.95 |  |  |  |  | P | 2010-11-02 |  | N/A | Lamps
70 | CDO-TT Ceramic Discharge Outdoor | Dali Extreme dimming EB 66% light output | Philips Lighting | HID-DV DALI Xt 70 CDO-TT (78% power) |  | 2600703002077 | 79 | 81 | 17 | 0.98 | 61 | 64 | 17 | 0.97 | P | 2012-04-18 |  |  | Lamps
70 | CDO-TT Ceramic Discharge Outdoor | Dali Extreme dimming EB 75% light output | Philips Lighting | HID-DV DALI Xt 70 CDO-TT (81% power) |  | 2600703002081 | 79 | 81 | 17 | 0.98 | 64 | 66 | 17 | 0.97 | P | 2012-04-18 |  |  | Lamps
70 | CDO-TT Ceramic Discharge Outdoor | Dali Extreme dimming EB 85% light output | Philips Lighting | HID-DV DALI Xt 70 CDO-TT (90% power) |  | 2600703002090 | 79 | 81 | 17 | 0.98 | 71 | 73 | 16 | 0.97 | P | 2012-04-18 |  |  | Lamps
70 | CDO-TT Ceramic Discharge Outdoor | Dali Extreme dimming EB 100% light output | Philips Lighting | HID-DV DALI Xt 70 CDO-TT (100% power) |  | 2600703002100 | 79 | 81 | 17 | 0.98 |  |  |  |  | P | 2012-04-18 |  |  | Lamps
70 | High Pressure Mercury | CDM-T, CMH - G12 | SELC Ireland | SELC 3000 70w Electronic Ballast (reduced operation 70% and dimmed to 69% of the reduced operation circuit Watts or 50% of the full potential circuit Watts). |  | 2600705000069 | 59 | 61 | 13 | 0.98 | 41 | 43 | 13 | 0.95 | Superseded by 26 0070 5004 069 | 2010-08-05 | 2010-11-02 | N/A | Lamps
70 | High Pressure Mercury | CDO-TT | Philips Lighting | HID-PV 070 SON/CDO | 2600735 | 2600705000100 | 79 | 82 | 23 | 0.96 |  |  |  |  | P | 2005-06-01 |  | Non-Standard Conversion | Lamps
70 | High Pressure Mercury | CDM-T, CMH - G12 | SELC Ireland | SELC 2000 70W Electronic Ballast |  | 2600705001100 | 81 | 82 | 15 | 0.98 |  |  |  |  | P | 2009-12-01 |  |  | Lamps
70 | High Pressure Mercury(Halide) | CDMH | Tridonic Atco UK Ltd | Dimmable PCS 70 Outdoor DIM B011at 40% of the light output (Dimmed 58% Circuit Watts) |  | 2600705002058 | 83 | 84 | 12 | 0.99 | 48 | 49 | 11 | 0.97 | P | 2010-08-31 |  | N/A | Lamps
70 | High Pressure Mercury(Halide) | CDMH | Tridonic Atco UK Ltd | Dimmable PCS 70 Outdoor DIM B011at 60% of the light output (Dimmed 69% Circuit Watts) |  | 2600705002069 | 83 | 84 | 12 | 0.99 | 57 | 58 | 11 | 0.98 | P | 2010-08-31 |  | N/A | Lamps
70 | High Pressure Mercury(Halide) | CDMH | Tridonic Atco UK Ltd | Dimmable PCS 70 Outdoor DIM B011 at 80% of the light output (Dimmed 82% Circuit Watts) |  | 2600705002082 | 83 | 84 | 12 | 0.99 | 68 | 69 | 12 | 0.98 | P | 2010-08-31 |  | N/A | Lamps
70 | High Pressure Mercury(Halide) | CDMH | Tridonic Atco UK Ltd | Dimmable PCS 70 Outdoor DIM B011 (Full Circuit Watts) |  | 2600705002100 | 83 | 84 | 12 | 0.99 |  |  |  |  | P | 2010-08-31 |  | N/A | Lamps
70 | High Pressure Mercury(Halide) | CDMH | Tridonic Atco UK Ltd | Non Dimmable PCS 70 Outdoor FOX B011 |  | 2600705003100 | 84 | 85 | 13 | 0.99 |  |  |  |  | P | 2010-08-31 |  | N/A | Lamps
70 | High Pressure Mercury | CDM-T, CMH - G12 | SELC Ireland | SELC 3000 70w Electronic Ballast (reduced operation 70% and dimmed to 69% of the reduced operation circuit Watts or 50% of the full potential circuit Watts). |  | 2600705004069 | 59 | 61 | 13 | 0.98 | 41 | 43 | 13 | 0.95 | P | 2010-11-02 |  | N/A | Lamps
90 | High Pressure Mercury (Ceramic Discharge Metal Halide) |  | Venture Lighting | VYB090PNO 90W STD Square T/Block 240V - Untimed (60% Dimmed Circuit Watts) |  | 2600903000060 | 98 | 101 | 26 | 0.97 | 59 | 64 | 24 | 0.92 | P | 2013-04-17 |  |  | Lamps
90 | High Pressure Mercury (Ceramic Discharge Metal Halide) |  | Venture Lighting | VYB090PNO 90W STD Square T/Block 240V - Untimed (71% Dimmed Circuit Watts) |  | 2600903000071 | 98 | 101 | 26 | 0.97 | 70 | 74 | 25 | 0.94 | P | 2013-04-17 |  |  | Lamps
90 | High Pressure Mercury (Ceramic Discharge Metal Halide) |  | Venture Lighting | VYB090PNO 90W STD Square T/Block 240V - Untimed (Full Power) |  | 2600903000100 | 98 | 101 | 26 | 0.97 |  |  |  |  | P | 2013-04-17 |  |  | Lamps
100 | Metal Halide Lamp |  | Eden Lighting | 100W Rated Metal Halide (Various Models) |  | 2601002000100 | 130 | 153 | 82 | 0.85 |  |  |  |  | P | 2012-01-18 |  | N/A | Lamps
100 | Electronic Ballast | MH LAMP | Sogexi | e-Pak 100W (dimmed at 79% circuit watts) |  | 2601003000079 | 107 | 110 | 27 | 0.97 | 84 | 88 | 26 | 0.96 | P | 2010-11-02 |  | N/A | Lamps
100 | Electronic Ballast | MH LAMP | Sogexi | e-Pak 100W (Full Power) |  | 2601003000100 | 107 | 110 | 27 | 0.97 |  |  |  |  | P | 2010-11-02 |  | N/A | Lamps
100 | CDO-TT Ceramic Discharge Outdoor | Dali Extreme dimming EB 40% light output | Philips Lighting | HID-DV DALI Xt 100 CDO-TT (64% power) |  | 2601003001064 | 106 | 108 | 18 | 0.99 | 68 | 71 | 17 | 0.97 | P | 2012-04-18 |  |  | Lamps
100 | CDO-TT Ceramic Discharge Outdoor | Dali Extreme dimming EB 50% light output | Philips Lighting | HID-DV DALI Xt 100 CDO-TT (65% power) |  | 2601003001065 | 106 | 108 | 18 | 0.99 | 69 | 71 | 17 | 0.97 | P | 2012-04-18 |  |  | Lamps
100 | CDO-TT Ceramic Discharge Outdoor | Dali Extreme dimming EB 60% light output | Philips Lighting | HID-DV DALI Xt 100 CDO-TT (71% power) |  | 2601003001072 | 106 | 108 | 18 | 0.99 | 76 | 78 | 18 | 0.97 | P | 2012-04-18 |  |  | Lamps
100 | CDO-TT Ceramic Discharge Outdoor | Dali Extreme dimming EB 66% light output | Philips Lighting | HID-DV DALI Xt 100 CDO-TT (77% power) |  | 2601003001077 | 106 | 108 | 18 | 0.99 | 82 | 84 | 18 | 0.98 | P | 2012-04-18 |  |  | Lamps
100 | CDO-TT Ceramic Discharge Outdoor | Dali Extreme dimming EB 75% light output | Philips Lighting | HID-DV DALI Xt 100 CDO-TT (83% power) |  | 2601003001083 | 106 | 108 | 18 | 0.99 | 88 | 90 | 18 | 0.98 | P | 2012-04-18 |  |  | Lamps
100 | CDO-TT Ceramic Discharge Outdoor | Dali Extreme dimming EB 85% light output | Philips Lighting | HID-DV DALI Xt 100 CDO-TT (90% power) |  | 2601003001091 | 106 | 108 | 18 | 0.99 | 96 | 97 | 18 | 0.98 | P | 2012-04-18 |  |  | Lamps
100 | CDO-TT Ceramic Discharge Outdoor | Dali Extreme dimming EB 100% light output | Philips Lighting | HID-DV DALI Xt 100 CDO-TT (100% power) |  | 2601003001100 | 106 | 108 | 18 | 0.99 |  |  |  |  | P | 2012-04-18 |  |  | Lamps
100 | High Pressure Mercury | CDO-TT | Philips Lighting | HID-PV 100/S SON/CDO | 2601035 | 2601005000100 | 114 | 116 | 23 | 0.98 |  |  |  |  | P | 2005-06-01 |  | Non-Standard Conversion | Lamps
100 | High Pressure Mercury(Halide) | CDMH | Tridonic Atco UK Ltd | Dimmable PCIS 100 Outdoor DIM B011 at 40% of the light output (Dimmed 56% Circuit Watts) |  | 2601005001056 | 110 | 112 | 18 | 0.99 | 62 | 64 | 16 | 0.97 | P | 2010-08-31 |  | N/A | Lamps
100 | High Pressure Mercury(Halide) | CDMH | Tridonic Atco UK Ltd | Dimmable PCIS 100 Outdoor DIM B011 at 60% of the light output (Dimmed 69% Circuit Watts) |  | 2601005001069 | 110 | 112 | 18 | 0.99 | 76 | 77 | 15 | 0.98 | P | 2010-08-31 |  | N/A | Lamps
100 | High Pressure Mercury(Halide) | CDMH | Tridonic Atco UK Ltd | Dimmable PCIS 100 Outdoor DIM B011at 80% of the light output (Dimmed 82% Circuit Watts) |  | 2601005001082 | 110 | 112 | 18 | 0.99 | 90 | 92 | 19 | 0.98 | P | 2010-08-31 |  | N/A | Lamps
100 | High Pressure Mercury(Halide) | CDMH | Tridonic Atco UK Ltd | Dimmable PCIS 100 Outdoor DIM B011 (Full circuit Watts) |  | 2601005001100 | 110 | 112 | 18 | 0.99 |  |  |  |  | P | 2010-08-31 |  | N/A | Lamps
100 | High Pressure Mercury(Halide) | CDMH | Tridonic Atco UK Ltd | Non Dimmable PCIS 100 Outdoor FOX B011 |  | 2601005002100 | 109 | 110 | 18 | 0.99 |  |  |  |  | P | 2010-08-31 |  | N/A | Lamps
140 | High Pressure Mercury (Ceramic Discharge Metal Halide) |  | Venture Lighting | VYB140PNO 140W STD Square T/Block 240V - Untimed (60% Dimmed Circuit Watts) |  | 2601403000060 | 151 | 154 | 32 | 0.98 | 90 | 96 | 31 | 0.94 | P | 2013-04-17 |  |  | Lamps
140 | High Pressure Mercury (Ceramic Discharge Metal Halide) |  | Venture Lighting | VYB140PNO 140W STD Square T/Block 240V - Untimed (71% Dimmed Circuit Watts) |  | 2601403000071 | 151 | 154 | 32 | 0.98 | 107 | 111 | 31 | 0.96 | P | 2013-04-17 |  |  | Lamps
140 | High Pressure Mercury (Ceramic Discharge Metal Halide) |  | Venture Lighting | VYB140PNO 140W STD Square T/Block 240V - Untimed (Full Power) |  | 2601403000100 | 151 | 154 | 32 | 0.98 |  |  |  |  | P | 2013-04-17 |  |  | Lamps
150 | High Pressure Mercury |  | Generic | Standard |  | 2601500000100 | 170 | [7 empty] | P | 2008-07-17 | 2013-03-31 |  | Lamps | 2013-03-20 | Charge code superseded due to load research programme undertaken by ELEXON to confirm consumption values
150 | High Pressure Mercury |  | Generic | Standard |  | 2601500000100 | 179 | [7 empty] | P | 2013-04-01 |  |  | Lamps | 2013-03-20
150 | High Pressure Mercury | CDM-T TT ET | Generic | Low Loss |  | 2601502000100 | 179 | 179 |  | 1 |  |  |  |  | P | 2013-04-01 |  |  | Lamps
150 | High Pressure Mercury | CDM-T TT ET | Generic | Low Loss | 2601502 | 2601502000100 | 167 | 167 |  | 1 |  |  |  |  | P | 2005-06-01 | 2013-03-31 | Standard Conversion | Lamps | 2013-03-20 | Charge code superseded due to load research programme undertaken by ELEXON to confirm consumption values
150 | Metal Halide Lamp |  | Eden Lighting | 150W Rated Metal Halide (Various Models) |  | 2601502001100 | 186 | 212 | 103 | 0.88 |  |  |  |  | P | 2012-01-18 |  | N/A | Lamps
150 | Electronic Ballast | MH LAMP | Sogexi | e-Pak 150W (dimmed at 77% circuit watts) |  | 2601503000077 | 154 | 157 | 27 | 0.99 | 118 | 121 | 26 | 0.98 | P | 2010-11-02 |  | N/A | Lamps
150 | Electronic Ballast | MH LAMP | Sogexi | e-Pak 150W (Full Power) |  | 2601503000100 | 154 | 157 | 27 | 0.99 |  |  |  |  | P | 2010-11-02 |  | N/A | Lamps
150 | CDO-TT Ceramic Discharge Outdoor |  | Philips Lighting | HID-DV DALI Xt 150 CDO-TT (62% dimmed circuit watts) |  | 2601503001062 | 158 | 159 | 21 | 0.99 | 98 | 100 | 20 | 0.98 | P | 2012-04-18 |  |  | Lamps
150 | CDO-TT Ceramic Discharge Outdoor |  | Philips Lighting | HID-DV DALI Xt 150 CDO-TT (70% dimmed circuit watts) |  | 2601503001070 | 158 | 159 | 21 | 0.99 | 110 | 112 | 21 | 0.98 | P | 2012-04-18 |  |  | Lamps
150 | CDO-TT Ceramic Discharge Outdoor |  | Philips Lighting | HID-DV DALI Xt 150 CDO-TT (75% dimmed circuit watts) |  | 2601503001075 | 158 | 159 | 21 | 0.99 | 118 | 120 | 21 | 0.98 | P | 2012-04-18 |  |  | Lamps
150 | CDO-TT Ceramic Discharge Outdoor |  | Philips Lighting | HID-DV DALI Xt 150 CDO-TT (81% dimmed circuit watts) |  | 2601503001081 | 158 | 159 | 21 | 0.99 | 128 | 129 | 20 | 0.99 | P | 2012-04-18 |  |  | Lamps
150 | CDO-TT Ceramic Discharge Outdoor |  | Philips Lighting | HID-DV DALI Xt 150 CDO-TT (89% dimmed circuit watts) |  | 2601503001089 | 158 | 159 | 21 | 0.99 | 140 | 141 | 20 | 0.99 | P | 2012-04-18 |  |  | Lamps
150 | CDO-TT Ceramic Discharge Outdoor |  | Philips Lighting | HID-DV DALI Xt 150 CDO-TT (100% power) |  | 2601503001100 | 158 | 159 | 21 | 0.99 |  |  |  |  | P | 2012-04-18 |  |  | Lamps
150 | High Pressure Mercury | CDO-TT | Philips Lighting | HID-PV 150 SON/CDO | 2601535 | 2601505000100 | 164 | 166 | 23 | 0.99 |  |  |  |  | P | 2005-06-01 |  | Non-Standard Conversion | Lamps
150 | High Pressure Mercury (Halide) | HPI (MBI) | SELC Ireland | SELC 2000 150w Electronic Ballast | 2601545 | 2601505001100 | 167 | 168 | 18 | 0.99 |  |  |  |  | P | 2008-05-02 |  | Non-Standard Conversion | Lamps
150 | High Pressure Mercury(Halide) | CDMH | Tridonic Atco UK Ltd | Dimmable PCIS 150 Outdoor DIM B011at 40% of the light output (Dimmed 57% Circuit Watts) |  | 2601505002057 | 164 | 166 | 25 | 0.99 | 93 | 96 | 25 | 0.96 | P | 2010-08-31 |  | N/A | Lamps
150 | High Pressure Mercury(Halide) | CDMH | Tridonic Atco UK Ltd | Dimmable PCIS 150 Outdoor DIM B011 60% of the light output (Dimmed 68% Circuit Watts) |  | 2601505002068 | 164 | 166 | 25 | 0.99 | 112 | 115 | 25 | 0.98 | P | 2010-08-31 |  | N/A | Lamps
150 | High Pressure Mercury(Halide) | CDMH | Tridonic Atco UK Ltd | Dimmable PCIS 150 Outdoor DIM B011 80% of the light output (Dimmed 81% Circuit Watts) |  | 2601505002081 | 164 | 166 | 25 | 0.99 | 133 | 136 | 25 | 0.98 | P | 2010-08-31 |  | N/A | Lamps
150 | High Pressure Mercury(Halide) | CDMH | Tridonic Atco UK Ltd | Dimmable PCIS 150 Outdoor DIM B011 (Full circuit Watts) |  | 2601505002100 | 164 | 166 | 25 | 0.99 |  |  |  |  | P | 2010-08-31 |  | N/A | Lamps
150 | High Pressure Mercury(Halide) | CDMH | Tridonic Atco UK Ltd | Non Dimmable PCIS 150 Outdoor FOX B011 |  | 2601505003100 | 162 | 164 | 25 | 0.99 |  |  |  |  | P | 2010-08-31 |  | N/A | Lamps
210 | High Pressure Mercury | CDM-T MW Elite Dali Extreme dimming EB 50% light output | Philips Lighting | HID-DV DALI Xt210 CDM TMWe (Dimmed 60% Circuit Watts) |  | 2602105000060 | 225 | 226 | 30 | 0.99 | 135 | 139 | 29 | 0.98 | P | 2011-04-06 |  | N/A | Lamps
210 | High Pressure Mercury | CDM-T MW Elite Dali Extreme dimming EB 60% light output | Philips Lighting | HID-DV DALI Xt210 CDM TMWe (Dimmed 68% Circuit Watts) |  | 2602105000068 | 225 | 226 | 30 | 0.99 | 153 | 155 | 30 | 0.98 | P | 2011-04-06 |  | N/A | Lamps
210 | High Pressure Mercury | CDM-T MW Elite Dali Extreme dimming EB 66%% light output | Philips Lighting | HID-DV DALI Xt210 CDM TMWe (Dimmed 74% Circuit Watts) |  | 2602105000074 | 225 | 226 | 30 | 0.99 | 166 | 168 | 30 | 0.98 | P | 2011-04-06 |  | N/A | Lamps
210 | High Pressure Mercury | CDM-T MW Elite Dali Extreme dimming EB 75% light output | Philips Lighting | HID-DV DALI Xt210 CDM TMWe (Dimmed 80% Circuit Watts) |  | 2602105000080 | 225 | 226 | 30 | 0.99 | 179 | 181 | 28 | 0.99 | P | 2011-04-06 |  | N/A | Lamps
210 | High Pressure Mercury | CDM-T MW Elite Dali Extreme dimming EB 85% light output | Philips Lighting | HID-DV DALI Xt210 CDM TMWe (Dimmed 88% Circuit Watts) |  | 2602105000088 | 225 | 226 | 30 | 0.99 | 199 | 200 | 29 | 0.99 | P | 2011-04-06 |  | N/A | Lamps
210 | High Pressure Mercury | CDM-T MW Elite Dali Extreme dimming EB 100% light output | Philips Lighting | HID-DV DALI Xt210 CDM TMWe (Full Circuit Watts) |  | 2602105000100 | 225 | 226 | 30 | 0.99 |  |  |  |  | P | 2011-04-06 |  | N/A | Lamps
250 | Metal Halide Lamp |  | Eden Lighting | 250W Rated Metal Halide(Various Models) |  | 2602502000100 | 314 | 364 | 184 | 0.86 |  |  |  |  | P | 2012-01-18 |  | N/A | Lamps
250 | Electronic Ballast | MH LAMP | Sogexi | Induxi 250W (dimmed at 85% circuit watts ) |  | 2602503000085 | 262 | 266 | 43 | 0.99 | 222 | 226 | 43 | 0.98 | P | 2010-11-02 |  | N/A | Lamps | 2012-08-01 | Unique Identifier incremented due to duplication
250 | Electronic Ballast | MH LAMP | Sogexi | Induxi 250W (dimmed at 86% circuit watts ) |  | 2602503000086 | 262 | 266 | 43 | 0.99 | 222 | 226 | 43 | 0.98 | P | 2010-11-02 |  | N/A | Lamps | 2012-08-16 | Unique Identifier incremented due to duplication
75 | High Pressure Mercury (Metal Arc) | MP | Generic | Low Loss | 2700752 | 2700752000100 | 86 | 86 |  | 1 |  |  |  |  | P | 2005-06-01 |  | Standard Conversion | Lamps
100 | High Pressure Mercury (Metal Arc) | MP | Generic | Low Loss | 2701002 | 2701002000100 | 115 | 115 |  | 1 |  |  |  |  | P | 2005-06-01 |  | Standard Conversion | Lamps
150 | High Pressure Mercury (Metal Arc) | MP | Generic | Low Loss | 2701502 | 2701502000100 | 172 | 172 |  | 1 |  |  |  |  | P | 2005-06-01 |  | Standard Conversion | Lamps
45 | Cosmopolis |  | Gewiss UK | Street [O3] - GW87541 |  | 2800450000100 | 50 | 53 | 18 | 0.94 |  |  |  |  | P | 2012-12-19 |  |  | Lamps
45 | Cosmopolis | CPO Dali Extreme dimming EB R1.6 60% light output | Philips Lighting | HID-DV DALI Xt 45 CPO R1.6 (68% Circuit Watts) |  | 2800453000068 | 50 | 52 | 16 | 0.95 | 34 | 38 | 16 | 0.91 | P | 2011-07-20 |  | N/A | Lamps
45 | Cosmopolis | CPO Dali Extreme dimming EB R1.6 66% light output | Philips Lighting | HID-DV DALI Xt 45 CPO R1.6 (74% Circuit Watts) |  | 2800453000074 | 50 | 52 | 16 | 0.95 | 37 | 40 | 16 | 0.92 | P | 2011-07-20 |  | N/A | Lamps
45 | Cosmopolis | CPO Dali Extreme dimming EB R1.6 75% light output | Philips Lighting | HID-DV DALI Xt 45 CPO R1.6 (80% Circuit Watts) |  | 2800453000080 | 50 | 52 | 16 | 0.95 | 40 | 43 | 16 | 0.93 | P | 2011-07-20 |  | N/A | Lamps
45 | Cosmopolis | CPO Dali Extreme dimming EB R1.6 85% light output | Philips Lighting | HID-DV DALI Xt 45 CPO R1.6 (88% Circuit Watts) |  | 2800453000088 | 50 | 52 | 16 | 0.95 | 44 | 47 | 16 | 0.94 | P | 2011-07-20 |  | N/A | Lamps
45 | Cosmopolis | CPO Dali Extreme dimming EB R1.6 100% light output | Philips Lighting | HID-DV DALI Xt 45 CPO R1.6 (Full Circuit Watts) |  | 2800453000100 | 50 | 52 | 16 | 0.95 |  |  |  |  | P | 2011-07-20 |  | N/A | Lamps
45 | Cosmopolis |  | Gewiss UK | Avenue GW87308/87358 |  | 2800453001100 | 50 | 53 | 18 | 0.94 |  |  |  |  | P | 2012-05-16 |  | N/A | Lamps
45 | Cosmopolis |  | SELC Ireland | SmartStar 45W (73% Circuit Watts - 30 to 65 Lumen level) |  | 2800453002073 | 55 | 60 | 22 | 0.93 | 40 | 46 | 22 | 0.88 | P | 2012-12-19 |  |  | Lamps
45 | Cosmopolis |  | SELC Ireland | SmartStar 45W (75% Circuit Watts - 70 Lumen level) |  | 2800453002075 | 55 | 60 | 22 | 0.93 | 41 | 47 | 22 | 0.88 | P | 2012-12-19 |  |  | Lamps
45 | Cosmopolis |  | SELC Ireland | SmartStar 45W (78% Circuit Watts - 75 Lumen level) |  | 2800453002078 | 55 | 60 | 22 | 0.93 | 43 | 48 | 22 | 0.9 | P | 2012-12-19 |  |  | Lamps
45 | Cosmopolis |  | SELC Ireland | SmartStar 45W (82% Circuit Watts - 80 Lumen level) |  | 2800453002082 | 55 | 60 | 22 | 0.93 | 45 | 50 | 22 | 0.9 | P | 2012-12-19 |  |  | Lamps
45 | Cosmopolis |  | SELC Ireland | SmartStar 45W (85% Circuit Watts - 85 Lumen level) |  | 2800453002085 | 55 | 60 | 22 | 0.93 | 47 | 52 | 22 | 0.9 | P | 2012-12-19 |  |  | Lamps
45 | Cosmopolis |  | SELC Ireland | SmartStar 45W (89% Circuit Watts - 90 Lumen level) |  | 2800453002089 | 55 | 60 | 22 | 0.93 | 49 | 54 | 22 | 0.91 | P | 2012-12-19 |  |  | Lamps
45 | Cosmopolis |  | SELC Ireland | SmartStar 45W (96% Circuit Watts - 95 Lumen level) |  | 2800453002096 | 55 | 60 | 22 | 0.93 | 53 | 58 | 23 | 0.92 | P | 2012-12-19 |  |  | Lamps
45 | Cosmopolis |  | SELC Ireland | SmartStar 45W (Full power) |  | 2800453002100 | 55 | 60 | 22 | 0.93 |  |  |  |  | P | 2012-12-19 |  |  | Lamps
45 | Cosmopolis | CPO TW | Philips Lighting | HID-PV 45/S CPO White | 2800455 | 2800455000100 | 51 | 54 | 19 | 0.94 |  |  |  |  | P | 2008-01-28 |  | Standard Conversion | Lamps
45 | Cosmopolis |  | SELC Ireland | SELC 8000 45W Smart Ballast (Dimmed 69% Circuit Watts - minimum lux level 60% Lumens) |  | 2800455001069 | 49 | 51 | 14 | 0.96 | 34 | 36 | 13 | 0.93 | P | 2012-09-19 |  |  | Lamps
45 | Cosmopolis |  | SELC Ireland | SELC 8000 45W Smart Ballast (Dimmed 71% Circuit Watts) |  | 2800455001071 | 49 | 51 | 14 | 0.96 | 35 | 37 | 13 | 0.93 | P | 2012-09-19 |  |  | Lamps
45 | Cosmopolis |  | SELC Ireland | SELC 8000 45W Smart Ballast (Dimmed 76% Circuit Watts) |  | 2800455001076 | 49 | 51 | 14 | 0.96 | 37 | 39 | 13 | 0.94 | P | 2012-09-19 |  |  | Lamps
45 | Cosmopolis |  | SELC Ireland | SELC 8000 45W Smart Ballast (Dimmed 80% Circuit Watts) |  | 2800455001080 | 49 | 51 | 14 | 0.96 | 39 | 41 | 13 | 0.94 | P | 2012-09-19 |  |  | Lamps
45 | Cosmopolis |  | SELC Ireland | SELC 8000 45W Smart Ballast (Dimmed 82% Circuit Watts) |  | 2800455001082 | 49 | 51 | 14 | 0.96 | 40 | 42 | 13 | 0.95 | P | 2012-09-19 |  |  | Lamps
45 | Cosmopolis |  | SELC Ireland | SELC 8000 45W Smart Ballast (Dimmed 86% Circuit Watts) |  | 2800455001086 | 49 | 51 | 14 | 0.96 | 42 | 44 | 14 | 0.95 | P | 2012-09-19 |  |  | Lamps
45 | Cosmopolis |  | SELC Ireland | SELC 8000 45W Smart Ballast (Dimmed 90% Circuit Watts) |  | 2800455001090 | 49 | 51 | 14 | 0.96 | 44 | 46 | 14 | 0.95 | P | 2012-09-19 |  |  | Lamps
45 | Cosmopolis |  | SELC Ireland | SELC 8000 45W Smart Ballast (Dimmed 98% Circuit Watts) |  | 2800455001098 | 49 | 51 | 14 | 0.96 | 48 | 50 | 14 | 0.96 | P | 2012-09-19 |  |  | Lamps
45 | Cosmopolis |  | SELC Ireland | SELC 8000 45W Smart Ballast |  | 2800455001100 | 49 | 51 | 14 | 0.96 |  |  |  |  | P | 2012-09-19 |  |  | Lamps
60 | Cosmoplois |  | Gewiss UK | Street [O3] - GW87542 |  | 2800600000100 | 68 | 71 | 18 | 0.97 |  |  |  |  | P | 2012-12-19 |  |  | Lamps
60 | Cosmopolis |  | Gewiss UK | Avenue GW87309/87359 |  | 2800603000100 | 68 | 71 | 18 | 0.97 |  |  |  |  | P | 2012-05-16 |  | N/A | Lamps
60 | Cosmopolis |  | SELC Ireland | SmartStar 60W (70% Circuit Watts - 30 to 60 Lumen level) |  | 2800603001070 | 66 | 70 | 22 | 0.95 | 46 | 51 | 21 | 0.91 | P | 2012-12-19 |  |  | Lamps
60 | Cosmopolis |  | SELC Ireland | SmartStar 60W (71% Circuit Watts - 65 Lumen level) |  | 2800603001071 | 66 | 70 | 22 | 0.95 | 47 | 51 | 20 | 0.92 | P | 2012-12-19 |  |  | Lamps
60 | Cosmopolis |  | SELC Ireland | SmartStar 60W (72% Circuit Watts - 70 Lumen level) |  | 2800603001072 | 66 | 70 | 22 | 0.95 | 48 | 53 | 22 | 0.91 | P | 2012-12-19 |  |  | Lamps
60 | Cosmopolis |  | SELC Ireland | SmartStar 60W (77% Circuit Watts - 75 Lumen level) |  | 2800603001077 | 66 | 70 | 22 | 0.95 | 51 | 54 | 19 | 0.94 | P | 2012-12-19 |  |  | Lamps
60 | Cosmopolis |  | SELC Ireland | SmartStar 60W (80% Circuit Watts - 80 Lumen level) |  | 2800603001080 | 66 | 70 | 22 | 0.95 | 53 | 57 | 22 | 0.93 | P | 2012-12-19 |  |  | Lamps
60 | Cosmopolis |  | SELC Ireland | SmartStar 60W (88% Circuit Watts - 90 Lumen level) |  | 2800603001084 | 66 | 70 | 22 | 0.95 | 58 | 62 | 22 | 0.94 | P | 2012-12-19 |  |  | Lamps
60 | Cosmopolis |  | SELC Ireland | SmartStar 60W (84% Circuit Watts - 85 Lumen level) |  | 2800603001084 | 66 | 70 | 22 | 0.95 | 56 | 60 | 22 | 0.93 | P | 2012-12-19 |  |  | Lamps
60 | Cosmopolis |  | SELC Ireland | SmartStar 60W (96% Circuit Watts - 95 Lumen level) |  | 2800603001096 | 66 | 70 | 22 | 0.95 | 64 | 67 | 22 | 0.94 | P | 2012-12-19 |  |  | Lamps
60 | Cosmopolis |  | SELC Ireland | SmartStar 60W (Full power) |  | 2800603001100 | 66 | 70 | 22 | 0.95 |  |  |  |  | P | 2012-12-19 |  |  | Lamps
60 | Cosmopolis | CMO | Philips Lighting | HID-DV DALI Xt60S CPO-TW (Dimmed to 86% of 74% Reduced Operation Circuit Watts) |  | 2800603002086 | 49 | 52 | 15 | 0.96 | 42 | 44 | 15 | 0.94 | P | 2013-01-16 |  |  | Lamps
60 | Cosmopolis | CMO | Philips Lighting | HID-DV DALI Xt60S CPO-TW (Reduced Operation 74% Circuit Watts) |  | 2800603002100 | 49 | 52 | 15 | 0.96 |  |  |  |  | P | 2013-01-16 |  |  | Lamps
60 | Cosmopolis | CPO TW | Philips Lighting | HID-PV 60/S CPO White | 2800605 | 2800605000100 | 68 | 72 | 22 | 0.95 |  |  |  |  | P | 2005-06-01 |  | Standard Conversion | Lamps
60 | Cosmopolis | CPO TW | Philips Lighting | HID-DV Lumistep Xtreme Gear 60W |  | 2800605001075 | 67 | 68 | 14 | 0.98 | 50 | 52 | 14 | 0.96 | P | 2008-11-12 |  |  | Lamps
60 | Cosmopolis | CPO TW | Philips Lighting | HID-PV Xtreme Gear 60W |  | 2800605001100 | 67 | 68 | 14 | 0.98 |  |  |  |  | P | 2008-11-12 |  |  | Lamps
60 | Electronic Ballast | 60W Dali Extreme Electronic Dimming Ballast | Philips Lighting | HID-DV DALI Xt60S CPO-TW (Dimmed 64% Circuit Watts) |  | 2800605002064 | 66 | 68 | 16 | 0.97 | 42 | 44 | 15 | 0.94 | P | 2010-10-05 |  | N/A | Lamps
60 | Electronic Ballast | 60W Dali Extreme Electronic Dimming Ballast | Philips Lighting | HID-DV DALI Xt60S CPO-TW (Dimmed 74% Circuit Watts) |  | 2800605002074 | 66 | 68 | 16 | 0.97 | 49 | 52 | 15 | 0.96 | P | 2010-10-05 |  | N/A | Lamps
60 | Electronic Ballast | 60W Dali Extreme Electronic Dimming Ballast | Philips Lighting | HID-DV DALI Xt60S CPO-TW (Full Circuit Watts) |  | 2800605002100 | 66 | 68 | 16 | 0.97 |  |  |  |  | P | 2010-10-05 |  | N/A | Lamps
60 | Cosmopolis |  | Philips Lighting | 60W Cosmopolis Electronic Extreme DALI Dimming Ballast (Dimmed at 71%) |  | 2800605003071 | 66 | 68 | 16 | 0.97 | 47 | 50 | 17 | 0.94 | P | 2011-03-01 |  | N/A | Lamps
60 | Cosmopolis |  | Philips Lighting | 60W Cosmopolis Electronic Extreme DALI Dimming Ballast (Dimmed at 83%) |  | 2800605003083 | 66 | 68 | 16 | 0.97 | 55 | 57 | 18 | 0.95 | P | 2011-03-01 |  | N/A | Lamps
60 | Cosmopolis |  | Philips Lighting | 60W Cosmopolis Electronic Extreme DALI Dimming Ballast (Dimmed at 89%) |  | 2800605003089 | 66 | 68 | 16 | 0.97 | 59 | 61 | 18 | 0.96 | P | 2011-03-01 |  | N/A | Lamps
60 | Cosmopolis |  | Philips Lighting | 60W Cosmopolis Electronic Extreme DALI Dimming Ballast |  | 2800605003100 | 66 | 68 | 16 | 0.97 |  |  |  |  | P | 2011-03-01 |  | N/A | Lamps
60 | Cosmopolis | CPO-TW | SELC Ireland | SELC 6000 60W Smart Ballast |  | 2800605004100 | 66 | 68 | 15 | 0.97 |  |  |  |  | P | 2011-04-06 |  | N/A | Lamps
60 | Cosmopolis | CPO-TW | May Gurney / Select Innovations | EnLight HID 35-100W Universal Ballast |  | 2800605005100 | 63 | 67 | 21 | 0.95 |  |  |  |  | P | 2011-04-06 |  | N/A | Lamps
60 | Cosmopolis |  | SELC Ireland | SELC 8000 60W Smart Ballast (Dimmed 57% Circuit Watts - minimum lux level 50% Lumens) |  | 2800605006057 | 65 | 67 | 14 | 0.98 | 37 | 39 | 14 | 0.94 | P | 2012-09-19 |  |  | Lamps
60 | Cosmopolis |  | SELC Ireland | SELC 8000 60W Smart Ballast (Dimmed 60% Circuit Watts) |  | 2800605006060 | 65 | 67 | 14 | 0.98 | 39 | 41 | 14 | 0.94 | P | 2012-09-19 |  |  | Lamps
60 | Cosmopolis |  | SELC Ireland | SELC 8000 60W Smart Ballast (Dimmed 65% Circuit Watts) |  | 2800605006065 | 65 | 67 | 14 | 0.98 | 42 | 44 | 14 | 0.95 | P | 2012-09-19 |  |  | Lamps
60 | Cosmopolis |  | SELC Ireland | SELC 8000 60W Smart Ballast (Dimmed 68% Circuit Watts) |  | 2800605006068 | 65 | 67 | 14 | 0.98 | 44 | 46 | 14 | 0.96 | P | 2012-09-19 |  |  | Lamps
60 | Cosmopolis |  | SELC Ireland | SELC 8000 60W Smart Ballast (Dimmed 72% Circuit Watts) |  | 2800605006072 | 65 | 67 | 14 | 0.98 | 47 | 50 | 15 | 0.95 | P | 2012-09-19 |  |  | Lamps
60 | Cosmopolis |  | SELC Ireland | SELC 8000 60W Smart Ballast (Dimmed 77% Circuit Watts) |  | 2800605006077 | 65 | 67 | 14 | 0.98 | 50 | 52 | 14 | 0.96 | P | 2012-09-19 |  |  | Lamps
60 | Cosmopolis |  | SELC Ireland | SELC 8000 60W Smart Ballast (Dimmed 82% Circuit Watts) |  | 2800605006082 | 65 | 67 | 14 | 0.98 | 53 | 55 | 14 | 0.97 | P | 2012-09-19 |  |  | Lamps
60 | Cosmopolis |  | SELC Ireland | SELC 8000 60W Smart Ballast (Dimmed 85% Circuit Watts) |  | 2800605006085 | 65 | 67 | 14 | 0.98 | 55 | 57 | 14 | 0.97 | P | 2012-09-19 |  |  | Lamps
60 | Cosmopolis |  | SELC Ireland | SELC 8000 60W Smart Ballast (Dimmed 89% Circuit Watts) |  | 2800605006089 | 65 | 67 | 14 | 0.98 | 58 | 60 | 14 | 0.97 | P | 2012-09-19 |  |  | Lamps
60 | Cosmopolis |  | SELC Ireland | SELC 8000 60W Smart Ballast (Dimmed 97% Circuit Watts) |  | 2800605006097 | 65 | 67 | 14 | 0.98 | 63 | 65 | 14 | 0.98 | P | 2012-09-19 |  |  | Lamps
60 | Cosmopolis |  | SELC Ireland | SELC 8000 60W Smart Ballast |  | 2800605006100 | 65 | 67 | 14 | 0.98 |  |  |  |  | P | 2012-09-19 |  |  | Lamps
90 | Cosmopolis | CPO-TW | Philips Lighting | HID-DV LS Xt 90/S CPO-TW 90W Cosmo E.B. with Lumistep (61 % Dimming) |  | 2800900000061 | 96 | 97 | 16 | 0.99 | 59 | 61 | 16 | 0.99 | P | 2010-03-31 |  |  | Lamps
90 | Cosmopolis | CPO-TW | Philips Lighting | HID-DV LS Xt 90/S CPO-TW 90W Cosmo E.B. with Lumistep |  | 2800900000100 | 96 | 97 | 16 | 0.99 |  |  |  |  | P | 2010-03-31 |  |  | Lamps | 2012-08-14 | Charge code added retrospectively 14/08/2012 to account for 100% lumen levels
90 | Electronic Ballast |  | Tyco Electronics UK Ltd | LumaWise Cosmo 90W Dimmable Electronic Ballast (Dimmed at 51% Circuit Watts) |  | 2800900001051 | 101 | 106 | 32 | 0.95 | 52 | 57 | 23 | 0.95 | P | 2009-12-01 |  |  | Lamps
90 | Electronic Ballast |  | Tyco Electronics UK Ltd | LumaWise Cosmo 90W Dimmable Electronic Ballast (Dimmed at 63% Circuit Watts) |  | 2800900001063 | 101 | 106 | 32 | 0.95 | 64 | 76 | 40 | 0.95 | P | 2009-12-01 |  |  | Lamps
90 | Electronic Ballast |  | Tyco Electronics UK Ltd | LumaWise Cosmo 90W Dimmable Electronic Ballast |  | 2800900001100 | 101 | 106 | 32 | 0.95 |  |  |  |  | P | 2009-12-01 |  |  | Lamps
90 | Cosmopolis |  | Gewiss UK | Street [O3] - GW87543 |  | 2800900002100 | 98 | 100 | 20 | 0.98 |  |  |  |  | P | 2012-12-19 |  |  | Lamps
90 | Cosmopolis |  | Gewiss UK | Avenue GW87010/87310/87360 |  | 2800903000100 | 98 | 100 | 20 | 0.98 |  |  |  |  | P | 2012-05-16 |  | N/A | Lamps
90 | Cosmopolis |  | SELC Ireland | SmartStar 90W (39% Circuit Watts - 30 Lumen level) |  | 2800903001039 | 97 | 99 | 23 | 0.97 | 38 | 47 | 29 | 0.8 | P | 2012-12-19 |  |  | Lamps
90 | Cosmopolis |  | SELC Ireland | SmartStar 90W (46% Circuit Watts - 35 to 40 Lumen level) |  | 2800903001046 | 97 | 99 | 23 | 0.97 | 44 | 49 | 21 | 0.9 | P | 2012-12-19 |  |  | Lamps
90 | Cosmopolis |  | SELC Ireland | SmartStar 90W (50% Circuit Watts - 45 Lumen level) |  | 2800903001050 | 97 | 99 | 23 | 0.97 | 48 | 53 | 22 | 0.91 | P | 2012-12-19 |  |  | Lamps
90 | Cosmopolis |  | SELC Ireland | SmartStar 90W (55% Circuit Watts - 50 Lumen level) |  | 2800903001055 | 97 | 99 | 23 | 0.97 | 53 | 57 | 22 | 0.93 | P | 2012-12-19 |  |  | Lamps
90 | Cosmopolis |  | SELC Ireland | SmartStar 90W (60% Circuit Watts - 55 Lumen level) |  | 2800903001060 | 97 | 99 | 23 | 0.97 | 58 | 62 | 22 | 0.94 | P | 2012-12-19 |  |  | Lamps
90 | Cosmopolis |  | SELC Ireland | SmartStar 90W (63% Circuit Watts - 60 Lumen level) |  | 2800903001063 | 97 | 99 | 23 | 0.97 | 61 | 65 | 22 | 0.94 | P | 2012-12-19 |  |  | Lamps
90 | Cosmopolis |  | SELC Ireland | SmartStar 90W (66% Circuit Watts - 65 Lumen level) |  | 2800903001066 | 97 | 99 | 23 | 0.97 | 64 | 68 | 22 | 0.95 | P | 2012-12-19 |  |  | Lamps
90 | Cosmopolis |  | SELC Ireland | SmartStar 90W (73% Circuit Watts - 70 Lumen level) |  | 2800903001073 | 97 | 99 | 23 | 0.97 | 71 | 74 | 22 | 0.95 | P | 2012-12-19 |  |  | Lamps
90 | Cosmopolis |  | SELC Ireland | SmartStar 90W (78% Circuit Watts - 75 Lumen level) |  | 2800903001078 | 97 | 99 | 23 | 0.97 | 75 | 78 | 22 | 0.96 | P | 2012-12-19 |  |  | Lamps
90 | Cosmopolis |  | SELC Ireland | SmartStar 90W (80% Circuit Watts - 80 Lumen level) |  | 2800903001080 | 97 | 99 | 23 | 0.97 | 78 | 81 | 22 | 0.96 | P | 2012-12-19 |  |  | Lamps
90 | Cosmopolis |  | SELC Ireland | SmartStar 90W (85% Circuit Watts - 85 Lumen level) |  | 2800903001085 | 97 | 99 | 23 | 0.97 | 82 | 85 | 22 | 0.96 | P | 2012-12-19 |  |  | Lamps
90 | Cosmopolis |  | SELC Ireland | SmartStar 90W (88% Circuit Watts - 90 Lumen level) |  | 2800903001088 | 97 | 99 | 23 | 0.97 | 85 | 88 | 22 | 0.97 | P | 2012-12-19 |  |  | Lamps
90 | Cosmopolis |  | SELC Ireland | SmartStar 90W (96% Circuit Watts - 95 Lumen level) |  | 2800903001096 | 97 | 99 | 23 | 0.97 | 93 | 95 | 22 | 0.97 | P | 2012-12-19 |  |  | Lamps
90 | Cosmopolis |  | SELC Ireland | SmartStar 90W (Full power) |  | 2800903001100 | 97 | 99 | 23 | 0.97 |  |  |  |  | P | 2012-12-19 |  |  | Lamps
90 | Cosmopolis | CPO TW | Philips Lighting | HID-PV 90/S CPO White | 2800905 | 2800905000100 | 99 | 106 | 38 | 0.93 |  |  |  |  | P | 2008-01-28 |  | Standard Conversion | Lamps
90 | Cosmopolis |  | Philips Lighting | 90W Cosmopolis Electronic Extreme DALI Dimming Ballast (Dimmed at 63%) |  | 2800905001063 | 98 | 99 | 17 | 0.99 | 62 | 64 | 17 | 0.96 | P | 2011-03-01 |  | N/A | Lamps
90 | Cosmopolis |  | Philips Lighting | 90W Cosmopolis Electronic Extreme DALI Dimming Ballast (Dimmed at 72%) |  | 2800905001072 | 98 | 99 | 17 | 0.99 | 71 | 73 | 17 | 0.97 | P | 2011-03-01 |  | N/A | Lamps
90 | Cosmopolis |  | Philips Lighting | 90W Cosmopolis Electronic Extreme DALI Dimming Ballast (Dimmed at 74%) |  | 2800905001074 | 98 | 99 | 17 | 0.99 | 73 | 75 | 17 | 0.97 | P | 2011-03-01 |  | N/A | Lamps
90 | Cosmopolis |  | Philips Lighting | 90W Cosmopolis Electronic Extreme DALI Dimming Ballast (Dimmed at 82%) |  | 2800905001082 | 98 | 99 | 17 | 0.99 | 80 | 82 | 18 | 0.98 | P | 2011-03-01 |  | N/A | Lamps
90 | Cosmopolis |  | Philips Lighting | 90W Cosmopolis Electronic Extreme DALI Dimming Ballast (Dimmed at 89%) |  | 2800905001089 | 98 | 99 | 17 | 0.99 | 87 | 89 | 17 | 0.98 | P | 2011-03-01 |  | N/A | Lamps
90 | Cosmopolis |  | Philips Lighting | 90W Cosmopolis Electronic Extreme DALI Dimming Ballast |  | 2800905001100 | 98 | 99 | 17 | 0.99 |  |  |  |  | P | 2011-03-01 |  | N/A | Lamps
90 | Cosmopolis |  | SELC Ireland | SELC 8000 90W Smart Ballast (Dimmed 38% Circuit Watts) |  | 2800905002038 | 99 | 99 | 13 | 0.99 | 38 | 40 | 13 | 0.94 | P | 2012-09-19 |  |  | Lamps
90 | Cosmopolis |  | SELC Ireland | SELC 8000 90W Smart Ballast (Dimmed 41% Circuit Watts) |  | 2800905002041 | 99 | 99 | 13 | 0.99 | 41 | 43 | 13 | 0.95 | P | 2012-09-19 |  |  | Lamps
90 | Cosmopolis |  | SELC Ireland | SELC 8000 90W Smart Ballast (Dimmed 45% Circuit Watts) |  | 2800905002045 | 99 | 99 | 13 | 0.99 | 45 | 47 | 14 | 0.96 | P | 2012-09-19 |  |  | Lamps
90 | Cosmopolis |  | SELC Ireland | SELC 8000 90W Smart Ballast (Dimmed 49% Circuit Watts) |  | 2800905002049 | 99 | 99 | 13 | 0.99 | 49 | 51 | 14 | 0.96 | P | 2012-09-19 |  |  | Lamps
90 | Cosmopolis |  | SELC Ireland | SELC 8000 90W Smart Ballast (Dimmed 57% Circuit Watts) |  | 2800905002057 | 99 | 99 | 13 | 0.99 | 56 | 57 | 14 | 0.97 | P | 2012-09-19 |  |  | Lamps
90 | Cosmopolis |  | SELC Ireland | SELC 8000 90W Smart Ballast (Dimmed 60% Circuit Watts) |  | 2800905002060 | 99 | 99 | 13 | 0.99 | 59 | 61 | 14 | 0.97 | P | 2012-09-19 |  |  | Lamps
90 | Cosmopolis |  | SELC Ireland | SELC 8000 90W Smart Ballast (Dimmed 65% Circuit Watts) |  | 2800905002065 | 99 | 99 | 13 | 0.99 | 64 | 65 | 14 | 0.98 | P | 2012-09-19 |  |  | Lamps
90 | Cosmopolis |  | SELC Ireland | SELC 8000 90W Smart Ballast (Dimmed 69% Circuit Watts) |  | 2800905002069 | 99 | 99 | 13 | 0.99 | 68 | 69 | 14 | 0.98 | P | 2012-09-19 |  |  | Lamps
90 | Cosmopolis |  | SELC Ireland | SELC 8000 90W Smart Ballast (Dimmed 75% Circuit Watts) |  | 2800905002075 | 99 | 99 | 13 | 0.99 | 74 | 75 | 14 | 0.98 | P | 2012-09-19 |  |  | Lamps
90 | Cosmopolis |  | SELC Ireland | SELC 8000 90W Smart Ballast (Dimmed 79% Circuit Watts) |  | 2800905002079 | 99 | 99 | 13 | 0.99 | 78 | 79 | 14 | 0.98 | P | 2012-09-19 |  |  | Lamps
90 | Cosmopolis |  | SELC Ireland | SELC 8000 90W Smart Ballast (Dimmed 83% Circuit Watts) |  | 2800905002083 | 99 | 99 | 13 | 0.99 | 82 | 83 | 14 | 0.99 | P | 2012-09-19 |  |  | Lamps
90 | Cosmopolis |  | SELC Ireland | SELC 8000 90W Smart Ballast (Dimmed 86% Circuit Watts) |  | 2800905002086 | 99 | 99 | 13 | 0.99 | 85 | 87 | 14 | 0.99 | P | 2012-09-19 |  |  | Lamps
90 | Cosmopolis |  | SELC Ireland | SELC 8000 90W Smart Ballast (Dimmed 89% Circuit Watts) |  | 2800905002089 | 99 | 99 | 13 | 0.99 | 88 | 89 | 14 | 0.99 | P | 2012-09-19 |  |  | Lamps
90 | Cosmopolis |  | SELC Ireland | SELC 8000 90W Smart Ballast (Dimmed 97% Circuit Watts) |  | 2800905002097 | 99 | 99 | 13 | 0.99 | 96 | 97 | 14 | 0.99 | P | 2012-09-19 |  |  | Lamps
90 | Cosmopolis |  | SELC Ireland | SELC 8000 90W Smart Ballast |  | 2800905002100 | 99 | 99 | 13 | 0.99 |  |  |  |  | P | 2012-09-19 |  |  | Lamps
140 | Cosmopolis | CPO-TW | Philips Lighting | HID-DV LS Xt 140/S CPO-TW 140W Cosmo E.B. with Lumistep (60 % Dimming) |  | 2801400000060 | 149 | 150 | 16 | 0.99 | 90 | 91 | 18 | 0.99 | P | 2010-03-31 |  |  | Lamps
140 | Cosmopolis | CPO-TW | Philips Lighting | HID-DV LS Xt 140/S CPO-TW 140W Cosmo E.B. with Lumistep |  | 2801400000100 | 149 | 150 | 16 | 0.99 | 90 | 91 | 18 | 0.99 | P | 2010-03-31 |  |  | Lamps | 2012-08-14 | Charge code added retrospectively 14/08/2012 to account for 100% lumen levels
140 | Electronic Ballast |  | Tyco Electronics UK Ltd | LumaWise Cosmo 140W Dimmable Electronic Ballast (Dimmed at 40% Circuit Watts) |  | 2801400002040 | 156 | 159 | 28 | 0.98 | 63 | 68 | 26 | 0.98 | P | 2009-12-01 |  |  | Lamps
140 | Electronic Ballast |  | Tyco Electronics UK Ltd | LumaWise Cosmo 140W Dimmable Electronic Ballast (Dimmed at 62% Circuit Watts) |  | 2801400002062 | 156 | 159 | 28 | 0.98 | 96 | 101 | 32 | 0.98 | P | 2009-12-01 |  |  | Lamps
140 | Electronic Ballast |  | Tyco Electronics UK Ltd | LumaWise Cosmo 140W Dimmable Electronic Ballast |  | 2801400002100 | 156 | 159 | 28 | 0.98 |  |  |  |  | P | 2009-12-01 |  |  | Lamps
140 | Cosmopolis |  | Gewiss UK | Avenue GW87311/87361 |  | 2801403000100 | 151 | 153 | 22 | 0.99 |  |  |  |  | P | 2012-05-16 |  | N/A | Lamps
140 | Cosmopolis |  | SELC Ireland | SmartStar 140W (39% Circuit Watts - 30 Lumen level) |  | 2801403001039 | 149 | 150 | 22 | 0.99 | 58 | 62 | 22 | 0.93 | P | 2012-12-19 |  |  | Lamps
140 | Cosmopolis |  | SELC Ireland | SmartStar 140W (42% Circuit Watts - 35 Lumen level) |  | 2801403001042 | 149 | 150 | 22 | 0.99 | 63 | 66 | 22 | 0.94 | P | 2012-12-19 |  |  | Lamps
140 | Cosmopolis |  | SELC Ireland | SmartStar 140W (46% Circuit Watts - 40 Lumen level) |  | 2801403001046 | 149 | 150 | 22 | 0.99 | 68 | 72 | 22 | 0.95 | P | 2012-12-19 |  |  | Lamps
140 | Cosmopolis |  | SELC Ireland | SmartStar 140W (50% Circuit Watts - 45 Lumen level) |  | 2801403001050 | 149 | 150 | 22 | 0.99 | 74 | 77 | 22 | 0.96 | P | 2012-12-19 |  |  | Lamps
140 | Cosmopolis |  | SELC Ireland | SmartStar 140W (55% Circuit Watts - 50 Lumen level) |  | 2801403001055 | 149 | 150 | 22 | 0.99 | 82 | 85 | 22 | 0.97 | P | 2012-12-19 |  |  | Lamps
140 | Cosmopolis |  | SELC Ireland | SmartStar 140W (60% Circuit Watts - 55 Lumen level) |  | 2801403001060 | 149 | 150 | 22 | 0.99 | 89 | 91 | 22 | 0.97 | P | 2012-12-19 |  |  | Lamps
140 | Cosmopolis |  | SELC Ireland | SmartStar 140W (63% Circuit Watts - 60 Lumen level) |  | 2801403001063 | 149 | 150 | 22 | 0.99 | 94 | 96 | 22 | 0.97 | P | 2012-12-19 |  |  | Lamps
140 | Cosmopolis |  | SELC Ireland | SmartStar 140W (66% Circuit Watts - 65 Lumen level) |  | 2801403001066 | 149 | 150 | 22 | 0.99 | 98 | 101 | 22 | 0.98 | P | 2012-12-19 |  |  | Lamps
140 | Cosmopolis |  | SELC Ireland | SmartStar 140W (73% Circuit Watts - 70 Lumen level) |  | 2801403001073 | 149 | 150 | 22 | 0.99 | 108 | 110 | 22 | 0.98 | P | 2012-12-19 |  |  | Lamps
140 | Cosmopolis |  | SELC Ireland | SmartStar 140W (76% Circuit Watts - 75 Lumen level) |  | 2801403001076 | 149 | 150 | 22 | 0.99 | 114 | 116 | 22 | 0.98 | P | 2012-12-19 |  |  | Lamps
140 | Cosmopolis |  | SELC Ireland | SmartStar 140W (80% Circuit Watts - 80 Lumen level) |  | 2801403001080 | 149 | 150 | 22 | 0.99 | 119 | 121 | 22 | 0.98 | P | 2012-12-19 |  |  | Lamps
140 | Cosmopolis |  | SELC Ireland | SmartStar 140W (84% Circuit Watts - 85 Lumen level) |  | 2801403001084 | 149 | 150 | 22 | 0.99 | 125 | 127 | 22 | 0.98 | P | 2012-12-19 |  |  | Lamps
140 | Cosmopolis |  | SELC Ireland | SmartStar 140W (89% Circuit Watts - 90 Lumen level) |  | 2801403001089 | 149 | 150 | 22 | 0.99 | 132 | 134 | 23 | 0.99 | P | 2012-12-19 |  |  | Lamps
140 | Cosmopolis |  | SELC Ireland | SmartStar 140W (97% Circuit Watts - 95 Lumen level) |  | 2801403001097 | 149 | 150 | 22 | 0.99 | 144 | 146 | 23 | 0.99 | P | 2012-12-19 |  |  | Lamps
140 | Cosmopolis |  | SELC Ireland | SmartStar 140W (Full power) |  | 2801403001100 | 149 | 150 | 22 | 0.99 |  |  |  |  | P | 2012-12-19 |  |  | Lamps
140 | Cosmopolis | CPO TW | Philips Lighting | HID-PV 140/S CPO White | 2801405 | 2801405000100 | 157 | 160 | 32 | 0.98 |  |  |  |  | P | 2005-06-01 |  | Standard Conversion | Lamps
140 | Cosmopolis |  | Philips Lighting | 140W Cosmopolis Electronic Extreme DALI Dimming Ballast (Dimmed at 61%) |  | 2801405001061 | 153 | 153 | 16 | 0.99 | 93 | 95 | 18 | 0.98 | P | 2011-03-01 |  | N/A | Lamps
140 | Cosmopolis |  | Philips Lighting | 140W Cosmopolis Electronic Extreme DALI Dimming Ballast (Dimmed at 69%) |  | 2801405001069 | 153 | 153 | 16 | 0.99 | 106 | 107 | 18 | 0.99 | P | 2011-03-01 |  | N/A | Lamps
140 | Cosmopolis |  | Philips Lighting | 140W Cosmopolis Electronic Extreme DALI Dimming Ballast (Dimmed at 73%) |  | 2801405001073 | 153 | 153 | 16 | 0.99 | 112 | 113 | 19 | 0.99 | P | 2011-03-01 |  | N/A | Lamps
140 | Cosmopolis |  | Philips Lighting | 140W Cosmopolis Electronic Extreme DALI Dimming Ballast (Dimmed at 81%) |  | 2801405001081 | 153 | 153 | 16 | 0.99 | 124 | 125 | 18 | 0.99 | P | 2011-03-01 |  | N/A | Lamps
140 | Cosmopolis |  | Philips Lighting | 140W Cosmopolis Electronic Extreme DALI Dimming Ballast (Dimmed at 88%) |  | 2801405001088 | 153 | 153 | 16 | 0.99 | 134 | 135 | 19 | 0.99 | P | 2011-03-01 |  | N/A | Lamps
140 | Cosmopolis |  | Philips Lighting | 140W Cosmopolis Electronic Extreme DALI Dimming Ballast |  | 2801405001100 | 153 | 153 | 16 | 0.99 |  |  |  |  | P | 2011-03-01 |  | N/A | Lamps
140 | Cosmopolis |  | SELC Ireland | SELC 8000 140W Smart Ballast (Dimmed 50% Circuit Watts - minimum lux level 45% Lumens) |  | 2801405002050 | 157 | 158 | 21 | 0.99 | 79 | 82 | 22 | 0.96 | P | 2012-09-19 |  |  | Lamps
140 | Cosmopolis |  | SELC Ireland | SELC 8000 140W Smart Ballast (Dimmed 54% Circuit Watts) |  | 2801405002054 | 157 | 158 | 21 | 0.99 | 85 | 88 | 22 | 0.97 | P | 2012-09-19 |  |  | Lamps
140 | Cosmopolis |  | SELC Ireland | SELC 8000 140W Smart Ballast (Dimmed 58% Circuit Watts) |  | 2801405002058 | 157 | 158 | 21 | 0.99 | 91 | 94 | 22 | 0.97 | P | 2012-09-19 |  |  | Lamps
140 | Cosmopolis |  | SELC Ireland | SELC 8000 140W Smart Ballast (Dimmed 62% Circuit Watts) |  | 2801405002062 | 157 | 158 | 21 | 0.99 | 97 | 99 | 22 | 0.98 | P | 2012-09-19 |  |  | Lamps
140 | Cosmopolis |  | SELC Ireland | SELC 8000 140W Smart Ballast (Dimmed 66% Circuit Watts) |  | 2801405002066 | 157 | 158 | 21 | 0.99 | 103 | 105 | 22 | 0.98 | P | 2012-09-19 |  |  | Lamps
140 | Cosmopolis |  | SELC Ireland | SELC 8000 140W Smart Ballast (Dimmed 72% Circuit Watts) |  | 2801405002072 | 157 | 158 | 21 | 0.99 | 113 | 115 | 22 | 0.98 | P | 2012-09-19 |  |  | Lamps
140 | Cosmopolis |  | SELC Ireland | SELC 8000 140W Smart Ballast (Dimmed 75% Circuit Watts) |  | 2801405002075 | 157 | 158 | 21 | 0.99 | 117 | 119 | 22 | 0.98 | P | 2012-09-19 |  |  | Lamps
140 | Cosmopolis |  | SELC Ireland | SELC 8000 140W Smart Ballast (Dimmed 79% Circuit Watts) |  | 2801405002079 | 157 | 158 | 21 | 0.99 | 124 | 126 | 22 | 0.98 | P | 2012-09-19 |  |  | Lamps
140 | Cosmopolis |  | SELC Ireland | SELC 8000 140W Smart Ballast (Dimmed 83% Circuit Watts) |  | 2801405002083 | 157 | 158 | 21 | 0.99 | 131 | 133 | 22 | 0.99 | P | 2012-09-19 |  |  | Lamps
140 | Cosmopolis |  | SELC Ireland | SELC 8000 140W Smart Ballast (Dimmed 87% Circuit Watts) |  | 2801405002087 | 157 | 158 | 21 | 0.99 | 137 | 139 | 22 | 0.99 | P | 2012-09-19 |  |  | Lamps
140 | Cosmopolis |  | SELC Ireland | SELC 8000 140W Smart Ballast (Dimmed 96% Circuit Watts) |  | 2801405002096 | 157 | 158 | 21 | 0.99 | 150 | 151 | 21 | 0.99 | P | 2012-09-19 |  |  | Lamps
140 | Cosmopolis |  | SELC Ireland | SELC 8000 140W Smart Ballast |  | 2801405002100 | 157 | 158 | 21 | 0.99 |  |  |  |  | P | 2012-09-19 |  |  | Lamps
4 | Low Pressure Mercury - (Single Lamp Circuit) | MCF/U TLD | Generic | Standard | 3100041 | 3100041000100 | 10 | 12 | 7 | 0.83 |  |  |  |  | P | 2005-06-01 |  | Standard Conversion | Lamps
6 | Low Pressure Mercury - (Single Lamp Circuit) | MCF/U TLD | Generic | Standard | 3100061 | 3100061000100 | 12 | 14 | 7 | 0.86 |  |  |  |  | P | 2005-06-01 |  | Standard Conversion | Lamps
8 | Low Pressure Mercury - (Single Lamp Circuit) | MCF/U TLD | Generic | Standard | 3100081 | 3100081000100 | 14 | 16 | 8 | 0.88 |  |  |  |  | P | 2005-06-01 |  | Standard Conversion | Lamps
11 | Low Pressure Mercury - (Single Lamp Circuit) | 24Vac 1 X PL11 watt Light Unit | Simmonsigns | 11 Watt PL Fluorescent |  | 3100113000100 | 15 | 26 | 22 | 0.56 |  |  |  |  | P | 2010-08-05 |  | N/A | Lamps
13 | Low Pressure Mercury - (Single Lamp Circuit) | MCF/U TLD | Generic | Standard | 3100131 | 3100131000100 | 18 | 21 | 11 | 0.86 |  |  |  |  | P | 2005-06-01 |  | Standard Conversion | Lamps
15 | Low Pressure Mercury - (Single Lamp Circuit) | MCF/U TLD | Generic | Standard | 3100151 | 3100151000100 | 25 | 29 | 15 | 0.86 |  |  |  |  | P | 2005-06-01 |  | Standard Conversion | Lamps
16 | Low Pressure Mercury - (Single Lamp Circuit) | TLDHF | Generic | High Frequency Electronic | 3100163 | 3100163000100 | 19 | 19 |  | 1 |  |  |  |  | P | 2005-06-01 |  | Standard Conversion | Lamps
18 | Low Pressure Mercury - (Single Lamp Circuit) | MCF/U TLD | Generic | Standard | 3100181 | 3100181000100 | 29 | 34 | 18 | 0.85 |  |  |  |  | P | 2005-06-01 |  | Standard Conversion | Lamps
18 | Low Pressure Mercury - (Single Lamp Circuit) | TLDHF | Generic | High Frequency Electronic | 3100183 | 3100183000100 | 19 | 19 |  | 1 |  |  |  |  | P | 2005-06-01 |  | Standard Conversion | Lamps
20 | Low Pressure Mercury - (Single Lamp Circuit) | MCF/U TLD | Generic | Standard | 3100201 | 3100201000100 | 31 | 36 | 18 | 0.86 |  |  |  |  | P | 2005-06-01 |  | Standard Conversion | Lamps
28 | Low Pressure Mercury - (Single Lamp Circuit) | 1x28W T5 Surface Luminaire | DesignPlan Lighting | D333/128T5B Parkalux 1x28W T5 surface luminaire |  | 3100283000100 | 30 | 31 | 7 | 0.98 |  |  |  |  | P | 2010-10-05 |  | N/A | Lamps
28 | Low Pressure Mercury (Compact Fluorescent) |  | ASD Lighting | Surface Mounted HF Luminaires (28W) |  | 3100283001100 | 27 | 29 | 11 | 0.93 |  |  |  |  | P | 2012-06-21 |  |  | Lamps
28 | Low Pressure Mercury (Compact Fluorescent) |  | ASD Lighting | Surface Mounted HF Maintained Self-Contained Emergency Luminaires (28W) |  | 3100283002100 | 26 | 32 | 18 | 0.82 |  |  |  |  | P | 2012-06-21 |  |  | Lamps
30 | Low Pressure Mercury - (Single Lamp Circuit) | MCF/U TLD | Generic | Standard | 3100301 | 3100301000100 | 40 | 47 | 25 | 0.85 |  |  |  |  | P | 2005-06-01 |  | Standard Conversion | Lamps
32 | Low Pressure Mercury - (Single Lamp Circuit) | TLDHF | Generic | High Frequency Electronic | 3100323 | 3100323000100 | 36 | 36 |  | 1 |  |  |  |  | P | 2005-06-01 |  | Standard Conversion | Lamps
36 | Low Pressure Mercury - (Single Lamp Circuit) | MCF/U TLD | Generic | Standard | 3100361 | 3100361000100 | 47 | 51 | 20 | 0.92 |  |  |  |  | P | 2005-06-01 |  | Standard Conversion | Lamps
36 | Low Pressure Mercury (Fluorescent Tube) | 4' T8 Tube | JC Decaux | Helvar ballast L36A-K240V 1x36W |  | 3100361001100 | 42 | 45 | 15 | 0.94 |  |  |  |  | P | 2011-03-01 |  | N/A | Lamps
36 | Low Pressure Mercury - (Single Lamp Circuit) | TLDHF | Generic | High Frequency Electronic | 3100363 | 3100363000100 | 36 | 36 | [6 empty] | P | 2005-06-01 |  | Standard Conversion | Lamps
36 | Low Pressure Mercury (Fluorescent Tube) | 4' T8 Tube | JC Decaux | Arlen ballast HF136E 1x36W |  | 3100363001100 | 36 | 37 | 10 | 0.97 |  |  |  |  | P | 2011-03-01 |  | N/A | Lamps
40 | Low Pressure Mercury - (Single Lamp Circuit) | MCF/U TLD | Generic | Standard | 3100401 | 3100401000100 | 50 | 53 | 18 | 0.94 |  |  |  |  | P | 2005-06-01 |  | Standard Conversion | Lamps
49 | Low Pressure Mercury (Fluorescent Tube) - Single Lamp | T5 Surface Weather & Vandal Resistant Flourescent Luminaire | DesignPlan Lighting | Tuscan D850 1x49W |  | 3100491000100 | 52 | 53 | 9 | 0.99 |  |  |  |  | P | 2011-02-01 |  | N/A | Lamps
50 | Low Pressure Mercury - (Single Lamp Circuit) | TLDHF | Generic | High Frequency Electronic | 3100503 | 3100503000100 | 56 | 56 |  | 1 |  |  |  |  | P | 2005-06-01 |  | Standard Conversion | Lamps
51 | Low Pressure Mercury (Fluorescent Tube) | 5' Signette Long Life Tube | JC Decaux | Helvar ballast L58A K-240 1x51W |  | 3100511000100 | 60 | 72 | 39 | 0.84 |  |  |  |  | P | 2011-03-01 |  | N/A | Lamps
51 | Low Pressure Mercury (Fluorescent Tube) | 5' T8 Tube | JC Decaux | Helvar ballast L58A K-240 1x51W |  | 3100511001100 | 57 | 82 | 59 | 0.69 |  |  |  |  | P | 2011-06-15 |  | N/A | Lamps
51 | Low Pressure Mercury (Fluorescent Tube) | 5' Signette Long Life Tube | JC Decaux | Arlen ballast HF158E 1x51W |  | 3100513000100 | 50 | 52 | 12 | 0.97 |  |  |  |  | P | 2011-03-01 |  | N/A | Lamps
51 | Low Pressure Mercury (Fluorescent Tube) | 5' T8 Tube | JC Decaux | Arlen ballast HF158E 1x51W |  | 3100513001100 | 40 | 41 | 11 | 0.96 |  |  |  |  | P | 2011-06-15 |  | N/A | Lamps
58 | Low Pressure Mercury - (Single Lamp Circuit) | MCF/U TLD | Generic | Standard | 3100581 | 3100581000100 | 71 | 80 | 37 | 0.89 |  |  |  |  | P | 2005-06-01 |  | Standard Conversion | Lamps
58 | Low Pressure Mercury (Fluorescent Tube) | 5' Signette Long Life Tube | JC Decaux | Helvar ballast L58A K-240 1x58W |  | 3100581001100 | 65 | 73 | 33 | 0.89 |  |  |  |  | P | 2011-03-01 |  | N/A | Lamps
58 | Low Pressure Mercury (Fluorescent Tube) | 5' T8 Tube | JC Decaux | Helvar ballast L58A K-240 1x58W |  | 3100581002100 | 64 | 73 | 34 | 0.89 |  |  |  |  | P | 2011-06-15 |  | N/A | Lamps
58 | Low Pressure Mercury - (Single Lamp Circuit) | TLDHF | Generic | High Frequency Electronic | 3100583 | 3100583000100 | 58 | 58 |  | 1 |  |  |  |  | P | 2005-06-01 |  | Standard Conversion | Lamps
58 | Low Pressure Mercury (Fluorescent Tube) | 5' Signette Long Life Tube | JC Decaux | Arlen ballast HF158E 1x58W |  | 3100583001100 | 52 | 53 | 12 | 0.97 |  |  |  |  | P | 2011-03-01 |  | N/A | Lamps
58 | Low Pressure Mercury (Fluorescent Tube) | 5' T8 Tube | JC Decaux | Arlen ballast HF158E 1x58W |  | 3100583002100 | 50 | 52 | 13 | 0.97 |  |  |  |  | P | 2011-06-15 |  | N/A | Lamps
65 | Low Pressure Mercury - (Single Lamp Circuit) | MCF/U TLD | Generic | Standard | 3100651 | 3100651000100 | 79 | 83 | 25 | 0.95 |  |  |  |  | P | 2005-06-01 |  | Standard Conversion | Lamps
70 | Low Pressure Mercury - (Single Lamp Circuit) | MCF/U TLD | Generic | Standard | 3100701 | 3100701000100 | 83 | 92 | 40 | 0.9 |  |  |  |  | P | 2005-06-01 |  | Standard Conversion | Lamps
70 | Low Pressure Mercury - (Single Lamp Circuit) | TLDHF | Generic | High Frequency Electronic | 3100703 | 3100703000100 | 70 | 70 |  | 1 |  |  |  |  | P | 2005-06-01 |  | Standard Conversion | Lamps
75 | Low Pressure Mercury - (Single Lamp Circuit) | MCF/U TLD | Generic | Standard | 3100751 | 3100751000100 | 92 |  |  | 1 |  |  |  |  | P | 2005-06-01 |  | Standard Conversion | Lamps
85 | Low Pressure Mercury - (Single Lamp Circuit) | MCF/U TLD | Generic | Standard | 3100851 | 3100851000100 | 102 | 113 | 49 | 0.9 |  |  |  |  | P | 2005-06-01 |  | Standard Conversion | Lamps
100 | Low Pressure Mercury - (Single Lamp Circuit) | MCF/U TLD | Generic | Standard | 3101001 | 3101001000100 | 114 | 125 | 52 | 0.91 |  |  |  |  | P | 2005-06-01 |  | Standard Conversion | Lamps
125 | Low Pressure Mercury - (Single Lamp Circuit) | MCF/U TLD | Generic | Standard | 3101251 | 3101251000100 | 139 | 227 | 179 | 0.61 |  |  |  |  | P | 2005-06-01 |  | Standard Conversion | Lamps
4 | Low Pressure Mercury - (Twin Lamp Circuit) | MCF/U | Generic | Standard | 3200041 | 3200041000100 | 14 | 17 | 10 | 0.82 |  |  |  |  | P | 2005-06-01 |  | Standard Conversion | Lamps
6 | Low Pressure Mercury - (Twin Lamp Circuit) | MCF/U | Generic | Standard | 3200061 | 3200061000100 | 18 | 21 | 11 | 0.86 |  |  |  |  | P | 2005-06-01 |  | Standard Conversion | Lamps
8 | Low Pressure Mercury - (Twin Lamp Circuit) | MCF/U | Generic | Standard | 3200081 | 3200081000100 | 20 | 23 | 11 | 0.87 |  |  |  |  | P | 2005-06-01 |  | Standard Conversion | Lamps
13 | Low Pressure Mercury - (Twin Lamp Circuit) | MCF/U | Generic | Standard | 3200131 | 3200131000100 | 34 | 40 | 21 | 0.86 |  |  |  |  | P | 2005-06-01 |  | Standard Conversion | Lamps
15 | Low Pressure Mercury - (Twin Lamp Circuit) | MCF/U | Generic | Standard | 3200151 | 3200151000100 | 40 | 47 | 25 | 0.85 |  |  |  |  | P | 2005-06-01 |  | Standard Conversion | Lamps
18 | Low Pressure Mercury - (Twin Lamp Circuit) | MCF/U | Generic | Standard | 3200181 | 3200181000100 | 47 | 49 | 14 | 0.96 |  |  |  |  | P | 2005-06-01 |  | Standard Conversion | Lamps
20 | Low Pressure Mercury - (Twin Lamp Circuit) | MCF/U | Generic | Standard | 3200201 | 3200201000100 | 50 | 50 | 0 | 1 |  |  |  |  | P | 2005-06-01 |  | Standard Conversion | Lamps
36 | Fluorescent Subway Lighting Unit |  | Simmonsigns | Safe-way Urban Lightning System |  | 3200363000100 | 33 | 35 | 11 | 0.95 |  |  |  |  | P | 2012-01-04 |  | N/A | Lamps
40 | Fluorescent Subway Lighting Unit |  | Simmonsigns | Safe-way Urban Lightning System |  | 3200403000100 | 43 | 44 | 8 | 0.98 |  |  |  |  | P | 2012-01-04 |  | N/A | Lamps
48 | Fluorescent Subway Lighting Unit | 2X24W | Simmonsigns | Safe-way Urban Lightning System |  | 3200483000100 | 46 | 48 | 13 | 0.96 |  |  |  |  | P | 2012-01-04 |  | N/A | Lamps
51 | Low Pressure Mercury (Fluorescent Tube) Twin Lamps | 5' Signette Long Life Tubes | JC Decaux | Arlen ballast HF251E 2x51W |  | 3200513000100 | 98 | 100 | 20 | 0.98 |  |  |  |  | P | 2011-03-01 |  | N/A | Lamps
51 | Low Pressure Mercury (Fluorescent Tube) Twin Lamp | 5' T8 Tubes | JC Decaux | Arlen ballast HF251E 2x51W |  | 3200513001100 | 69 | 71 | 17 | 0.97 |  |  |  |  | P | 2011-06-15 |  | N/A | Lamps
55 | Fluorescent Subway Lighting Unit |  | Simmonsigns | Safe-way Urban Lightning System |  | 3200553000100 | 60 | 62 | 15 | 0.97 |  |  |  |  | P | 2012-01-04 |  | N/A | Lamps
58 | Low Pressure Mercury (Fluorescent Tube) Twin Lamps | 5' Signette Long Life Tubes | JC Decaux | Arlen ballast HF258E 2x58W |  | 3200583000100 | 102 | 104 | 20 | 0.98 |  |  |  |  | P | 2011-03-01 |  | N/A | Lamps
58 | Low Pressure Mercury (Fluorescent Tube) Twin Lamp | 5' T8 Tubes | JC Decaux | Arlen ballast HF258E 2x58W |  | 3200583002100 | 98 | 100 | 20 | 0.98 |  |  |  |  | P | 2011-06-15 |  | N/A | Lamps
5 | Low Pressure Mercury | PL-S | Generic | Compact Standard | 3300050 | 3300050000100 | 11 | 12 | 5 | 0.92 |  |  |  |  | P | 2005-06-01 |  | Standard Conversion | Lamps
5 | 5 watt PL-S H/F single lamp circuit | PL-S | Generic | High Frequency Electronic | 3300053 | 3300053000100 | 11 | [7 empty] | P | 2007-10-05 |  | Standard Conversion | Lamps | 2012-02-15 | Made Permanent
7 | Low Pressure Mercury | PL-S | Generic | Compact Standard | 3300070 | 3300070000100 | 12 | 13 | 5 | 0.92 |  |  |  |  | P | 2005-06-01 |  | Standard Conversion | Lamps
7 | Low Pressure Mercury | Compact Standard Gear (Single Lamp Circuit)-2Pin (PL-S) | Generic |  |  | 3300071000100 | 14 | [7 empty] | P | 2008-07-17 |  |  | Lamps | 23/02/2009 15/02/2012 | Circuit watts increased, so that the nominal watts do not equal the circuit watts. This was issued to an UMSO as a temporary code. Made Permanent
7 | 7 watt PL-S H/F single lamp circuit | PL-S | Generic | High Frequency Electronic | 3300073 | 3300073000100 | 14 | [7 empty] | P | 2007-10-05 |  | Standard Conversion | Lamps | 2012-02-15 | Made Permanent
9 | Low Pressure Mercury | PL-S | Generic | Compact Standard | 3300090 | 3300090000100 | 13 | 15 | 7 | 0.87 |  |  |  |  | P | 2005-06-01 |  | Standard Conversion | Lamps
9 | Low Pressure Mercury | Compact Standard Gear (Single Lamp Circuit)-2Pin (PL-S) | Generic |  |  | 3300091000100 | 11 | [7 empty] | P | 2008-07-17 |  |  | Lamps | 23/02/2009 15/02/2012 | Circuit watts increased, so that the nominal watts do not equal the circuit watts. This was issued to an UMSO as a temporary code. Made Permanent
9 | Low Pressure Mercury - 4 Pin | PL-S | Generic | Compact High / High Frequency Electronic | 3300093 | 3300093000100 | 10 | 10 |  | 1 |  |  |  |  | P | 2005-06-01 |  | Standard Conversion | Lamps
11 | Low Pressure Mercury - 2 Pin | PL-S | Generic | Compact Standard | 3300110 | 3300110000100 | 16 | 18 | 8 | 0.89 |  |  |  |  | P | 2005-06-01 |  | Standard Conversion | Lamps
11 | 11 watt PL-S H/F single lamp circuit | PL-S | Generic | High Frequency Electronic | 3300113 | 3300113000100 | 18 | [7 empty] | P | 2007-10-05 |  | Standard Conversion | Lamps | 2012-02-15 | Made Permanent
11 | 11 watt compact fluorescent lamp with high frequency electronic ballast | PL-S/E | Simmonsigns | 1 x 11 watt PL-S/E compact fluorescent lamp with high frequency electronic ballast |  | 3300113001100 | 12 | 13 | 7 | 0.87 |  |  |  |  | P | 2009-01-05 |  |  | Lamps | 2012-02-15 | Made Permanent
11 | 11 watt PL-S H/F single lamp circuit (24 volt) | PL-S | Generic | High Frequency Electronic (24 volt) | 3300116 | 3300116000100 | 20 | [7 empty] | P | 2007-10-12 |  | Standard Conversion | Lamps | 2012-02-15 | Made Permanent
18 | Low Pressure Mercury | Compact Integral Standard Gear (SL) | Generic |  |  | 3300180000100 | 28 | [7 empty] | P | 2008-07-17 |  |  | Lamps | 23/02/2009 15/02/2012 | Circuit watts increased, so that the nominal watts do not equal the circuit watts. This was issued to an UMSO as a temporary code. Made Permanent
18 | Low Pressure Mercury | PL-L / PL-S lamp | Generic | Compact Standard | 3300181 | 3300181000100 | 26 | 89 | 85 | 0.29 |  |  |  |  | P | 2005-06-01 |  | Standard Conversion | Lamps
18 | Low Pressure Mercury | PL-L / PL-S lamp | Simmonsigns | 24W LUBMKT Type B Sign Light | 3300181 | 3300181000100 | 26 | 89 | 85 | 0.29 |  |  |  |  | P | 2005-06-01 |  | Standard Conversion | Lamps
18 | 18 watt PL-L H/F single lamp circuit | PL-L | Generic | High Frequency Electronic | 3300183 | 3300183000100 | 27 | [7 empty] | P | 2007-10-12 |  | Standard Conversion | Lamps | 2012-02-15 | Made Permanent
18 | Compact fluorescent lamp with high frequency electronic ballast | PL-L | Harvard Engineering | 18W PL-L fluorescent electronic dimming ballast - CDX18-240-CC-WM CDX18-240-CC-SN3 CDX18-240-CC-SN1 - 61% Circuit Watts (50% lumen) |  | 3300183001061 | 18 | 19 | 7 | 0.94 | 11 | 13 | 6 | 0.88 | P | 2011-07-20 |  | N/A | Lamps
18 | Compact fluorescent lamp with high frequency electronic ballast | PL-L | Harvard Engineering | 18W PL-L fluorescent electronic dimming ballast - CDX18-240-CC-WM CDX18-240-CC-SN3 CDX18-240-CC-SN1 - 78% Circuit Watts (75% lumen) |  | 3300183001078 | 18 | 19 | 7 | 0.94 | 14 | 16 | 6 | 0.91 | P | 2011-07-20 |  | N/A | Lamps
18 | Compact fluorescent lamp with high frequency electronic ballast | PL-L | Harvard Engineering | 18W PL-L fluorescent electronic dimming ballast -CDX18-240-CC-WMCDX18-240-CC-SN3 CDX18-240-CC-SN1 - 100% |  | 3300183001100 | 18 | 19 | 7 | 0.94 |  |  |  |  | P | 2011-07-20 |  | N/A | Lamps
18 | Low Pressure Mercury | PL-L | Generic | 18 watt PL-L H/F single lamp circuit (24 volt) | 3300186 | 3300186000100 | 29 | [7 empty] | T | 2007-10-12 | 2012-02-15 | Standard Conversion | Lamps
24 | Low Pressure Mercury | PL-L | Generic | 24 watt PL-L S/G single lamp circuit | 3300241 | 3300241000100 | 33 | [7 empty] | P | 2007-10-12 |  | Standard Conversion | Lamps | 2012-02-15 | Made Permanent
24 | Low Pressure Mercury | PL-L | Generic | Compact High Frequency Electronic | 3300243 | 3300243000100 | 25 | 25 |  | 1 |  |  |  |  | P | 2005-06-01 |  | Standard Conversion | Lamps
36 | Low Pressure Mercury - 4 Pin | PL-L | Generic | Compact Standard | 3300361 | 3300361000100 | 44 | 103 | 93 | 0.43 |  |  |  |  | P | 2005-06-01 |  | Standard Conversion | Lamps
36 | Low Pressure Mercury - 4 Pin | PL-L | Generic | Compact High Frequency Electronic | 3300363 | 3300363000100 | 36 | 36 |  | 1 |  |  |  |  | P | 2005-06-01 |  | Standard Conversion | Lamps
36 | Low Pressure Mercury (Compact) | PL-L | Philips Lighting | 36W PL-L Fluorescent Electronic 1-10 Dimming Ballast & DynaDimmer (Dimmed at 27%) |  | 3300363001027 | 37 | 38 | 9 | 0.97 | 10 | 12 | 8 | 0.78 | P | 2011-03-01 |  | N/A | Lamps
36 | Low Pressure Mercury (Compact) | PL-L | Philips Lighting | 36W PL-L Fluorescent Electronic 1-10 Dimming Ballast & DynaDimmer (Dimmed at 59%) |  | 3300363001059 | 37 | 38 | 9 | 0.97 | 22 | 23 | 9 | 0.93 | P | 2011-03-01 |  | N/A | Lamps
36 | Low Pressure Mercury (Compact) | PL-L | Philips Lighting | 36W PL-L Fluorescent Electronic 1-10 Dimming Ballast & DynaDimmer |  | 3300363001100 | 37 | 38 | 9 | 0.97 |  |  |  |  | P | 2011-03-01 |  | N/A | Lamps
36 | Compact fluorescent lamp with high frequency electronic ballast | PL-L | Harvard Engineering | 36W PL-L fluorescent electronic dimming ballast -CDX36-240-CC-WM CDX36-240-CC-SN3 CDX36-240-CC-SN1 - 58% Circuit Watts (50% lumen) |  | 3300363002058 | 33 | 34 | 8 | 0.97 | 19 | 21 | 7 | 0.94 | P | 2011-07-20 |  | N/A | Lamps | 2012-08-01 | Unique Identifier incremented due to duplication
36 | Compact fluorescent lamp with high frequency electronic ballast | PL-L | Harvard Engineering | 36W PL-L fluorescent electronic dimming ballast - CDX36-240-CC-WM CDX36-240-CC-SN3 CDX36-240-CC-SN1 - 88% Circuit Watts (75% lumen) |  | 3300363002088 | 33 | 34 | 8 | 0.97 | 29 | 29 | 8 | 0.97 | P | 2011-07-20 |  | N/A | Lamps
36 | Compact fluorescent lamp with high frequency electronic ballast | PL-L | Harvard Engineering | 36W PL-L fluorescent electronic dimming ballast - CDX36-240-CC-WMCDX36-240-CC-SN3 CDX36-240-CC-SN1 - 100% |  | 3300363002100 | 33 | 34 | 8 | 0.97 |  |  |  |  | P | 2011-07-20 |  | N/A | Lamps
36 | Low Pressure Mercury PL-L | HF-R Dali Dimming EB | Philips Lighting | HF-R TD 136PL-L (37% Circuit Watts) |  | 3300363003037 | 38 | 38 | 7 | 0.98 | 14 | 16 | 7 | 0.89 | P | 2012-03-07 |  | N/A | Lamps
36 | Low Pressure Mercury PL-L | HF-R Dali Dimming EB | Philips Lighting | HF-R TD 136PL-L (53% Circuit Watts) |  | 3300363003053 | 38 | 38 | 7 | 0.98 | 20 | 21 | 8 | 0.93 | P | 2012-03-07 |  | N/A | Lamps
36 | Low Pressure Mercury PL-L | HF-R Dali Dimming EB | Philips Lighting | HF-R TD 136PL-L (61% Circuit Watts) |  | 3300363003061 | 38 | 38 | 7 | 0.98 | 23 | 24 | 8 | 0.95 | P | 2012-03-07 |  | N/A | Lamps
36 | Low Pressure Mercury PL-L | HF-R Dali Dimming EB | Philips Lighting | HF-R TD 136PL-L (68% Circuit Watts) |  | 3300363003068 | 38 | 38 | 7 | 0.98 | 26 | 27 | 8 | 0.96 | P | 2012-03-07 |  | N/A | Lamps
36 | Low Pressure Mercury PL-L | HF-R Dali Dimming EB | Philips Lighting | HF-R TD 136PL-L (74% Circuit Watts) |  | 3300363003074 | 38 | 38 | 7 | 0.98 | 28 | 29 | 7 | 0.96 | P | 2012-03-07 |  | N/A | Lamps
36 | Low Pressure Mercury PL-L | HF-R Dali Dimming EB | Philips Lighting | HF-R TD 136PL-L (79% Circuit Watts) |  | 3300363003079 | 38 | 38 | 7 | 0.98 | 30 | 31 | 8 | 0.97 | P | 2012-03-07 |  | N/A | Lamps
36 | Low Pressure Mercury PL-L | HF-R Dali Dimming EB | Philips Lighting | HF-R TD 136PL-L (89% Circuit Watts) |  | 3300363003089 | 38 | 38 | 7 | 0.98 | 34 | 35 | 8 | 0.97 | P | 2012-03-07 |  | N/A | Lamps
36 | Low Pressure Mercury PL-L | HF-R Dali Dimming EB | Philips Lighting | HF-R TD 136PL-L |  | 3300363003100 | 38 | 38 | 7 | 0.98 |  |  |  |  | P | 2012-03-07 |  | N/A | Lamps
38 | Sign Light / Low Pressure Mercury | PL-L / PL-S lamp | Simmonsigns | Compact Standard / Simmonsigns - 36W LUBMKT Type B Sign Light | 3300381 | 3300381000100 | 46 | 51 | 22 | [5 empty] | P | 2005-06-30 |  | Standard Conversion | Lamps | 2012-02-15 | Made Permanent
40 | Low Pressure Mercury - 4 Pin | PL-L | Generic | Compact High Frequency Electronic | 3300403 | 3300403000100 | 45 | 45 |  | 1 |  |  |  |  | P | 2005-06-01 |  | Standard Conversion | Lamps
42 | Compact fluorescent lamp with high frequency electronic ballast | PL-L | Harvard Engineering | 42W PL-L fluorescent electronic dimming ballast -WDX42-240-CC-WM WDX42-240-CC-SN3 WDX42-240-CC-SN1 - 53% Circuit Watts (50% lumen) |  | 3300423000053 | 47 | 49 | 12 | 0.97 | 25 | 27 | 11 | 0.91 | P | 2011-07-20 |  | N/A | Lamps
42 | Compact fluorescent lamp with high frequency electronic ballast | PL-L | Harvard Engineering | 42W PL-L fluorescent electronic dimming ballast - WDX42-240-CC-WM WDX42-240-CC-SN3 WDX42-240-CC-SN1 -72% Circuit Watts (75% lumen) |  | 3300423000072 | 47 | 49 | 12 | 0.97 | 34 | 36 | 12 | 0.94 | P | 2011-07-20 |  | N/A | Lamps
42 | Compact fluorescent lamp with high frequency electronic ballast | PL-L | Harvard Engineering | 42W PL-L fluorescent electronic dimming ballast -WDX42-240-CC-WM WDX42-240-CC-SN3 WDX42-240-CC-SN1 - 100% |  | 3300423000100 | 47 | 49 | 12 | 0.97 |  |  |  |  | P | 2011-07-20 |  | N/A | Lamps
55 | Low Pressure Mercury (Compact) - Single Lamp |  | Harvard Engineering | 55W PL-L Flourescent Electronic Dimming Ballast (Dimmed at 49% Circuit Watts) |  | 3300550000049 | 57 | 58 | 11 | 0.98 | 28 | 30 | 10 | 0.98 | P | 2010-02-01 |  |  | Lamps
55 | Low Pressure Mercury (Compact) - Single Lamp |  | Harvard Engineering | 55W PL-L Flourescent Electronic Dimming Ballast (Dimmed at 65% Circuit Watts) |  | 3300550000065 | 57 | 58 | 11 | 0.98 | 37 | 39 | 11 | 0.98 | P | 2010-02-01 |  |  | Lamps
55 | Low Pressure Mercury (Compact) - Single Lamp |  | Harvard Engineering | 55W PL-L Flourescent Electronic Dimming Ballast |  | 3300550000100 | 57 | 58 | 11 | 0.98 |  |  |  |  | P | 2010-02-01 |  |  | Lamps
55 | Low Pressure Mercury | PL-L | Generic | Compact High Frequency Electronic | 3300553 | 3300553000100 | 62 | 62 |  | 1 |  |  |  |  | P | 2005-06-01 |  | Standard Conversion | Lamps
55 | Low Pressure Mercury PL-L | HF-R Dimming EB | Philips Lighting | HF-R TD 155PL-L Master (34% Circuit Watts) |  | 3300553001034 | 62 | 63 | 12 | 0.98 | 21 | 23 | 11 | 0.88 | P | 2012-03-07 |  | N/A | Lamps
55 | Low Pressure Mercury PL-L | HF-R Dimming EB | Philips Lighting | HF-R TD 155PL-L Master (48% Circuit Watts) |  | 3300553001048 | 62 | 63 | 12 | 0.98 | 30 | 32 | 11 | 0.93 | P | 2012-03-07 |  | N/A | Lamps
55 | Low Pressure Mercury PL-L | HF-R Dimming EB | Philips Lighting | HF-R TD 155PL-L Master (56% Circuit Watts) |  | 3300553001056 | 62 | 63 | 12 | 0.98 | 35 | 37 | 11 | 0.95 | P | 2012-03-07 |  | N/A | Lamps
55 | Low Pressure Mercury PL-L | HF-R Dimming EB | Philips Lighting | HF-R TD 155PL-L Master (65% Circuit Watts) |  | 3300553001065 | 62 | 63 | 12 | 0.98 | 40 | 41 | 12 | 0.96 | P | 2012-03-07 |  | N/A | Lamps
55 | Low Pressure Mercury PL-L | HF-R Dimming EB | Philips Lighting | HF-R TD 155PL-L Master (69% Circuit Watts) |  | 3300553001069 | 62 | 63 | 12 | 0.98 | 43 | 45 | 12 | 0.96 | P | 2012-03-07 |  | N/A | Lamps
55 | Low Pressure Mercury PL-L | HF-R Dimming EB | Philips Lighting | HF-R TD 155PL-L Master (76% Circuit Watts) |  | 3300553001076 | 62 | 63 | 12 | 0.98 | 47 | 48 | 12 | 0.97 | P | 2012-03-07 |  | N/A | Lamps
55 | Low Pressure Mercury PL-L | HF-R Dimming EB | Philips Lighting | HF-R TD 155PL-L Master (85% Circuit Watts) |  | 3300553001085 | 62 | 63 | 12 | 0.98 | 53 | 54 | 12 | 0.97 | P | 2012-03-07 |  | N/A | Lamps
55 | Low Pressure Mercury PL-L | HF-R Dimming EB | Philips Lighting | HF-R TD 155PL-L Master (Full Power) |  | 3300553001100 | 62 | 63 | 12 | 0.98 |  |  |  |  | P | 2012-03-07 |  | N/A | Lamps
55 | Low Pressure Mercury PL-L | HF-R Dimming EB | Philips Lighting | HF-R TD 155PL-L Master Xtra (33% Circuit Watts) |  | 3300553002033 | 64 | 65 | 12 | 0.98 | 21 | 23 | 11 | 0.88 | P | 2012-03-07 |  | N/A | Lamps
55 | Low Pressure Mercury PL-L | HF-R Dimming EB | Philips Lighting | HF-R TD 155PL-L Master Xtra (47% Circuit Watts) |  | 3300553002047 | 64 | 65 | 12 | 0.98 | 30 | 33 | 12 | 0.93 | P | 2012-03-07 |  | N/A | Lamps
55 | Low Pressure Mercury PL-L | HF-R Dimming EB | Philips Lighting | HF-R TD 155PL-L Master Xtra (56% Circuit Watts) |  | 3300553002056 | 64 | 65 | 12 | 0.98 | 36 | 38 | 12 | 0.95 | P | 2012-03-07 |  | N/A | Lamps
55 | Low Pressure Mercury PL-L | HF-R Dimming EB | Philips Lighting | HF-R TD 155PL-L Master Xtra (63% Circuit Watts) |  | 3300553002063 | 64 | 65 | 12 | 0.98 | 40 | 42 | 12 | 0.95 | P | 2012-03-07 |  | N/A | Lamps
55 | Low Pressure Mercury PL-L | HF-R Dimming EB | Philips Lighting | HF-R TD 155PL-L Master Xtra (67% Circuit Watts) |  | 3300553002067 | 64 | 65 | 12 | 0.98 | 43 | 45 | 12 | 0.96 | P | 2012-03-07 |  | N/A | Lamps
55 | Low Pressure Mercury PL-L | HF-R Dimming EB | Philips Lighting | HF-R TD 155PL-L Master Xtra (73% Circuit Watts) |  | 3300553002073 | 64 | 65 | 12 | 0.98 | 47 | 49 | 12 | 0.97 | P | 2012-03-07 |  | N/A | Lamps
55 | Low Pressure Mercury PL-L | HF-R Dimming EB | Philips Lighting | HF-R TD 155PL-L Master Xtra (83% Circuit Watts) |  | 3300553002083 | 64 | 65 | 12 | 0.98 | 53 | 55 | 12 | 0.97 | P | 2012-03-07 |  | N/A | Lamps
55 | Low Pressure Mercury PL-L | HF-R Dimming EB | Philips Lighting | HF-R TD 155PL-L Master Xtra |  | 3300553002100 | 64 | 65 | 12 | 0.98 |  |  |  |  | P | 2012-03-07 |  | N/A | Lamps
55 | Low Pressure Mercury PL-L | HF-R Dimming EB | Philips Lighting | HF-R TD 155PL-L Polar Xtra (36% Circuit Watts) |  | 3300553003036 | 58 | 59 | 12 | 0.98 | 21 | 24 | 11 | 0.89 | P | 2012-03-07 |  | N/A | Lamps
55 | Low Pressure Mercury PL-L | HF-R Dimming EB | Philips Lighting | HF-R TD 155PL-L Polar Xtra (53% Circuit Watts) |  | 3300553003053 | 58 | 59 | 12 | 0.98 | 31 | 33 | 12 | 0.94 | P | 2012-03-07 |  | N/A | Lamps
55 | Low Pressure Mercury PL-L | HF-R Dimming EB | Philips Lighting | HF-R TD 155PL-L Polar Xtra (62% Circuit Watts) |  | 3300553003062 | 58 | 59 | 12 | 0.98 | 36 | 38 | 12 | 0.95 | P | 2012-03-07 |  | N/A | Lamps
55 | Low Pressure Mercury PL-L | HF-R Dimming EB | Philips Lighting | HF-R TD 155PL-L Polar Xtra (69% Circuit Watts) |  | 3300553003069 | 58 | 59 | 12 | 0.98 | 40 | 42 | 12 | 0.96 | P | 2012-03-07 |  | N/A | Lamps
55 | Low Pressure Mercury PL-L | HF-R Dimming EB | Philips Lighting | HF-R TD 155PL-L Polar Xtra (74% Circuit Watts) |  | 3300553003074 | 58 | 59 | 12 | 0.98 | 43 | 45 | 12 | 0.96 | P | 2012-03-07 |  | N/A | Lamps
55 | Low Pressure Mercury PL-L | HF-R Dimming EB | Philips Lighting | HF-R TD 155PL-L Polar Xtra (81% Circuit Watts) |  | 3300553003081 | 58 | 59 | 12 | 0.98 | 47 | 48 | 12 | 0.97 | P | 2012-03-07 |  | N/A | Lamps
55 | Low Pressure Mercury PL-L | HF-R Dimming EB | Philips Lighting | HF-R TD 155PL-L Polar Xtra (88% Circuit Watts) |  | 3300553003088 | 58 | 59 | 12 | 0.98 | 51 | 53 | 12 | 0.97 | P | 2012-03-07 |  | N/A | Lamps
55 | Low Pressure Mercury PL-L | HF-R Dimming EB | Philips Lighting | HF-R TD 155PL-L Polar Xtra (Full Power) |  | 3300553003100 | 58 | 59 | 12 | 0.98 |  |  |  |  | P | 2012-03-07 |  | N/A | Lamps
80 | Philips Residium Lantern |  | Philips Lighting |  |  | 3300803000100 | 80 | [7 empty] | T | 2008-07-17 | 31/09/2012 |  | Lamps | 23/02/2009 12/06/2012 | Circuit watts increased, so that the nominal watts do not equal the circuit watts. This was issued to an UMSO as a temporary code. End-date extended to allow time for test data to be provided for a permanent code.
18 | Low Pressure Mercury | PL-L | Generic | Compact High Frequency Electronic | 3400183 | 3400183000100 | 44 | 52 | 28 | 0.85 |  |  |  |  | P | 2005-06-01 |  | Standard Conversion | Lamps
24 | Low Pressure Mercury | PL-L | Generic | Compact High Frequency Electronic | 3400243 | 3400243000100 | 49 | 49 |  | 1 |  |  |  |  | P | 2005-06-01 |  | Standard Conversion | Lamps
36 | Low Pressure Mercury | PL-L | Generic | Compact High Frequency Electronic | 3400363 | 3400363000100 | 72 | 72 |  | 1 |  |  |  |  | P | 2005-06-01 |  | Standard Conversion | Lamps
40 | Low Pressure Mercury | PL-L | Generic | Compact High Frequency Electronic | 3400403 | 3400403000100 | 90 | 90 |  | 1 |  |  |  |  | P | 2005-06-01 |  | Standard Conversion | Lamps
55 | Low Pressure Mercury | PL-L | Generic | Compact High Frequency Electronic | 3400553 | 3400553000100 | 124 | 124 |  | 1 |  |  |  |  | P | 2005-06-01 |  | Standard Conversion | Lamps
9 | Low Pressure Mercury | PL*E/C | Generic | Compact Integral Electronic | 3500090 | 3500090000100 | 9 | 17 | 14 | 0.54 |  |  |  |  | P | 2005-06-01 |  | Standard Conversion | Lamps
9 | Low Pressure Mercury | PL-C | Generic | Compact High Frequency Electronic | 3500093 | 3500093000100 | 11 | 11 |  | 1 |  |  |  |  | P | 2005-06-01 |  | Standard Conversion | Lamps
10 | Low Pressure Mercury - 2 Pin | PL-C | Generic | Compact Standard | 3500100 | 3500100000100 | 16 | 16 |  | 1 |  |  |  |  | P | 2005-06-01 |  | Standard Conversion | Lamps
11 | Low Pressure Mercury | PL*E/C | Generic | Compact Integral Electronic | 3500110 | 3500110000100 | 11 | 22 | 19 | 0.5 |  |  |  |  | P | 2005-06-01 |  | Standard Conversion | Lamps
13 | Low Pressure Mercury - 2 Pin | PL-C | Generic | Compact Standard | 3500130 | 3500130000100 | 18 | 18 |  | 1 |  |  |  |  | P | 2005-06-01 |  | Standard Conversion | Lamps
13 | Low Pressure Mercury - 4 Pin | PL-C | Generic | Compact High Frequency Electronic | 3500133 | 3500133000100 | 15 | 15 |  | 1 |  |  |  |  | P | 2005-06-01 |  | Standard Conversion | Lamps
15 | Low Pressure Mercury | PL*E/C | Generic | Compact Integral Electronic | 3500150 | 3500150000100 | 15 | 32 | 29 | 0.46 |  |  |  |  | P | 2005-06-01 |  | Standard Conversion | Lamps
18 | Low Pressure Mercury - 2 Pin | PL-C | Generic | Compact Standard | 3500180 | 3500180000100 | 24 | 24 |  | 1 |  |  |  |  | P | 2005-06-01 |  | Standard Conversion | Lamps
18 | Low Pressure Mercury - 4 Pin | PL-C | Generic | Compact High Frequency Electronic | 3500183 | 3500183000100 | 20 | 20 |  | 1 |  |  |  |  | P | 2005-06-01 |  | Standard Conversion | Lamps
20 | Low Pressure Mercury | PL*E/C | Generic | Compact Integral Electronic | 3500200 | 3500200000100 | 20 | 37 | 31 | 0.54 |  |  |  |  | P | 2005-06-01 |  | Standard Conversion | Lamps
23 | Low Pressure Mercury | PL*E/C | Generic | Compact Integral Electronic | 3500230 | 3500230000100 | 23 | 43 | 37 | 0.53 |  |  |  |  | P | 2005-06-01 |  | Standard Conversion | Lamps
26 | Low Pressure Mercury - 2 Pin | PL-C | Generic | Compact Standard | 3500260 | 3500260000100 | 32 | 32 |  | 1 |  |  |  |  | P | 2005-06-01 |  | Standard Conversion | Lamps
18 | Low Pressure Mercury - 2 Pin | PL-T | Generic | Compact Standard | 3600180 | 3600180000100 | 24 | 24 |  | 1 |  |  |  |  | P | 2005-06-01 |  | Standard Conversion | Lamps
18 | Low Pressure Mercury - 4 Pin | PL-T | Generic | Compact Standard | 3600183 | 3600183000100 | 20 | 21 | 6 | 0.97 |  |  |  |  | P | 2005-06-01 |  | Standard Conversion | Lamps
24 | Low Pressure Mercury | Integral Standard Gear | Aura Long Life Lamps LTD | AUSC 35224 |  | 3600243000100 | 25 | 27 | 10 | 0.93 |  |  |  |  | P | 2011-01-04 |  | N/A | Lamps
26 | Low Pressure Mercury - 2 Pin | PL-T | Generic | Compact Standard | 3600260 | 3600260000100 | 32 | 32 |  | 1 |  |  |  |  | P | 2005-06-01 |  | Standard Conversion | Lamps
26 | Low Pressure Mercury - 4 Pin | PL-T | Generic | Compact Standard | 3600263 | 3600263000100 | 28 | 29 | 7 | 0.97 |  |  |  |  | P | 2005-06-01 |  | Standard Conversion | Lamps
32 | Low Pressure Mercury - 4 Pin | PL-T | Generic | Compact Standard | 3600323 | 3600323000100 | 36 | 37 | 9 | 0.97 |  |  |  |  | P | 2005-06-01 |  | Standard Conversion | Lamps
36 | Low Pressure Mercury | Integral Standard Gear | Aura Long Life Lamps LTD | AUSC 55236 |  | 3600363000100 | 32 | 34 | 11 | 0.94 |  |  |  |  | P | 2011-01-04 |  | N/A | Lamps
42 | Lighting Column 42W PL-L |  | Generic |  |  | 3600421000100 | 49 | [7 empty] | P | 2008-07-17 |  |  | Lamps | 23/02/2009 15/02/2012 | Circuit watts increased, so that the nominal watts do not equal the circuit watts. This was issued to an UMSO as a temporary code. Made Permanent
42 | Low Pressure Mercury - 4 Pin | PL-T | Generic | Compact Standard | 3600423 | 3600423000100 | 47 | 48 | 10 | 0.97 |  |  |  |  | P | 2005-06-01 |  | Standard Conversion | Lamps
42 | Low Pressure Mercury | PL-T | Harvard Engineering | DX142 ballast | 3600425 | 3600425000100 | 45 | 47 | 10 | 0.96 |  |  |  |  | P | 2005-11-01 |  | Standard Conversion | Lamps
55 | Low Pressure Mercury | Integral Standard Gear | Aura Long Life Lamps LTD | AUSC 902255 |  | 3600553000100 | 49 | 50 | 12 | 0.97 |  |  |  |  | P | 2011-01-04 |  | N/A | Lamps
57 | 57 watt PL-T High Frequency Gear |  | Generic |  |  | 3600573000100 | 67 | [7 empty] | P | 2008-07-17 |  |  | Lamps | 23/02/2009 15/02/2012 | Circuit watts increased, so that the nominal watts do not equal the circuit watts. This was issued to an UMSO as a temporary code. Made Permanent
57 | Low Pressure Mercury | PL-T | Harvard Engineering | DX157 ballast | 3600575 | 3600575000100 | 65 | 67 | 16 | 0.98 |  |  |  |  | P | 2005-11-01 |  | Standard Conversion | Lamps
91 | Low Pressure Mercury | Integral Standard Gear | Aura Long Life Lamps LTD | AUSC 135291 |  | 3600913000100 | 81 | 85 | 24 | 0.96 |  |  |  |  | P | 2011-01-04 |  | N/A | Lamps
110 | Low Pressure Mercury | Integral Standard Gear | Aura Long Life Lamps LTD | AUSC 1352110 and AUSC 1802110 |  | 3601103000100 | 98 | 101 | 24 | 0.97 |  |  |  |  | P | 2011-01-04 |  | N/A | Lamps
10 | Low Pressure Mercury - (Single Lamp Circuit) | 2D | Generic | Standard | 3700101 | 3700101000100 | 13 | 16 | 9 | 0.82 |  |  |  |  | P | 2005-06-01 |  | Standard Conversion | Lamps
16 | Low Pressure Mercury | 2D Standard Gear (Single Lamp Circuit) | Generic |  |  | 3700161000100 | 20 | [7 empty] | P | 2008-07-17 |  |  | Lamps | 23/02/2009 15/02/2012 | Circuit watts increased, so that the nominal watts do not equal the circuit watts. This was issued to an UMSO as a temporary code. Made Permanent
21 | Low Pressure Mercury - (Single Lamp Circuit) | 2D | Generic | Standard | 3700211 | 3700211000100 | 27 | 32 | 18 | 0.84 |  |  |  |  | P | 2005-06-01 |  | Standard Conversion | Lamps
28 | Low Pressure Mercury - (Single Lamp Circuit) | 2D | Generic | Standard | 3700281 | 3700281000100 | 36 | 42 | 22 | 0.86 |  |  |  |  | P | 2005-06-01 |  | Standard Conversion | Lamps
28 | Low Pressure Mercury | 2D | GE | 2D28W/4P Wattmiser Streetwise |  | 3700281001100 | 25 | 25 | 4 | 0.99 |  |  |  |  | P | 2011-03-01 |  | N/A | Lamps
38 | Low Pressure Mercury - (Single Lamp Circuit) | 2D | Generic | Standard | 3700381 | 3700381000100 | 48 | 56 | 29 | 0.86 |  |  |  |  | P | 2005-06-01 |  | Standard Conversion | Lamps
9 | Low Pressure Mercury | SL | Generic | Compact Integral Standard Gear | 3800090 | 3800090000100 | 9 | 11 | 6 | 0.82 |  |  |  |  | P | 2005-06-01 |  | Standard Conversion | Lamps
11 | Low Pressure Mercury | SL | Generic | Compact Integral Standard Gear | 3800110 | 3800110000100 | 11 | 13 | 7 | 0.85 |  |  |  |  | P | 2005-06-01 |  | Standard Conversion | Lamps
13 | Low Pressure Mercury | SL | Generic | Compact Integral Standard Gear | 3800130 | 3800130000100 | 13 | 15 | 7 | 0.87 |  |  |  |  | P | 2005-06-01 |  | Standard Conversion | Lamps
18 | Low Pressure Mercury | SL | Generic | Compact Integral Standard Gear | 3800180 | 3800180000100 | 18 | 21 | 11 | 0.86 |  |  |  |  | P | 2005-06-01 |  | Standard Conversion | Lamps
25 | Low Pressure Mercury | SL | Generic | Compact Integral Standard Gear | 3800250 | 3800250000100 | 25 | 27 | 10 | 0.93 |  |  |  |  | P | 2005-06-01 |  | Standard Conversion | Lamps
1 | LED Lamp |  | Saimol Trading Company | 1 watt LED B.C Lamp Original Manufacturer: Shenzhen aglare lighting Co,Ltd. |  | 4000010000100 | 1.42 | 4.97 | 4.76 | 0.29 |  |  |  |  | P | 2010-11-30 |  | N/A | Lamps
1.3 | LED Gear Tray | 1.3 Watt LED Road Sign Gear Tray | CSA Photonics | 1.3 Watt LED Road Sign Gear Tray |  | 4000010001100 | 1.3 | 4 | 4 | 0.33 |  |  |  |  | P | 2011-08-30 |  | N/A | Lamps
2 | Light Emitting Diode |  | Cresent Lighting Ltd | CRES2283 LED Driver with Pavers |  | 4000020000100 | 2 | 2 | 0 | 1 |  |  |  |  | P | 2009-12-01 |  |  | Lamps
3 | LED Bollard Baselite | LED | Glasdon | LED C008/3035 Bollard Baselight (240 Vac) |  | 4000030000100 | 3 | 6 | 5 | 0.48 |  |  |  |  | P | 2008-10-30 |  |  | Lamps
3 | Light Emitting Diode |  | iGuzzini Illuminazione (UK) Ltd | iGuzzini BB45 LEDplus (recessed luminaire) |  | 4000030001100 | 3 | 7 | 6 | 0.49 |  |  |  |  | P | 2010-03-31 |  |  | Lamps
3 | Light Emitting Diode | LED Street Sign | CSA Photonics | LED Sign Gear Sign |  | 4000030002100 | 3 | 8 | 7 | 0.38 |  |  |  |  | P | 2010-06-01 |  |  | Lamps
3 | LED Light |  | BSW Systems Ltd | 3W LED Lamp with Power Pack |  | 4000030003100 | 4 | 8 | 7 | 0.52 |  |  |  |  | P | 2011-08-30 |  | N/A | Lamps
3 | LED Lamp | Bollard Lighting Unit | CSA Photonics | LED Traffic Bollard Gear Tray |  | 4000030004100 | 3 | 8 | 8 | 0.37 |  |  |  |  | P | 2012-03-07 |  | N/A | Lamps
3 | LED Street Sign |  | Eurosigns (UK) Ltd | 300mm Diameter Sign (L1 Mode) |  | 4000030005100 | 3 | 8 | 7 | 0.39 |  |  |  |  | P | 2011-06-06 |  |  | Lamps | 2012-08-01 | Unique Identifier incremented due to duplication
3 | Light Emitting Diodes (LEDs) |  | Glasdon | A008 LED Retro-Fit Sighlight Gear-Trays: Ecolumino Type 1 MkII, 2 and 3 |  | 4000030006100 | 2.8 | 6.6 | 6 | 0.42 |  |  |  |  | P | 2013-02-20 |  |  | Lamps
3 | Light Emitting Diodes (LEDs) | 2.5W LED plus driver | Reddi Light Ltd | Enterprise 2.5 Retro 2.5 |  | 4000030007100 | 4 | 9 | 9 | 0.4 |  |  |  |  | P | 2012-10-17 |  |  | Lamps
4 | Light Emitting Diode |  | Signature Limited | BL-Range 6LED Baselight with Driver |  | 4000040000100 | 5 | 6 | 3 | 0.85 |  |  |  |  | P | 2010-03-31 |  |  | Lamps
4 | LED Street signs | 300x450mm Rectangle | One2See Signs Ltd | R3045-LED |  | 4000040001100 | 4 | 11 | 11 | 0.36 |  |  |  |  | P | 2010-10-05 |  | N/A | Lamps
4 | Light Emitting Diodes (LEDs) | LED for Traffic Bollard Illumination | GPM Group | 4W LED E27 Spotlight |  | 4000040002100 | 5 | 11 | 10 | 0.42 |  |  |  |  | P | 2011-08-30 |  | N/A | Lamps
4 | LED Street Sign |  | Eurosigns (UK) Ltd | 460mm x 310mm Sign (L1 Mode) |  | 4000040003100 | 4 | 9 | 8 | 0.42 |  |  |  |  | P | 2011-06-06 |  |  | Lamps | 2012-08-01 | Date issued added 01/08/201. 'Old Charge Code' changed to 'New Charge Code' due to duplication error
4 | Light Emitting Diodes (LEDs) |  | Indo Lighting | Single T5 300 HE LED Retrofit |  | 4000040003100 | 4 | 5 | 2 | 0.93 |  |  |  |  | P | 2012-06-21 |  |  | Lamps
4 | Light Emitting Diodes (LEDs) |  | Indo Lighting | Single T5 300 S2 LED Retrofit |  | 4000040004100 | 9 | 10 | 3 | 0.95 |  |  |  |  | P | 2012-06-21 |  |  | Lamps
4 | Light Emitting Diodes (LEDs) | LED Street Signs | Solutions LED | LED 300mm T5 Tube |  | 4000040005100 | 4 | 9 | 8 | 0.4 |  |  |  |  | P | 2012-08-15 |  |  | Lamps |  | Added 16/08/2012
4 | Light Emitting Diodes (LEDs) |  | Indo Lighting | FIT:PL:HE |  | 4000040006100 | 5 | 5 | 2 | 0.93 |  |  |  |  | P |  |  |  | Lamps
4 | Light Emitting Diodes (LEDs) |  | Ark Lighting | ARS-IT5C4-C66E0M3 |  | 4000040007100 | 3.9 | 5.4 | 3.7 | 0.72 |  |  |  |  | P | 2013-02-20 |  |  | Lamps
5 | LED Bollard Baselite |  | Glasdon | LED C008/3034 Bollard Baselight (24 Vac) |  | 4000050000100 | 5 | 13 | 11 | 0.48 |  |  |  |  | P | 2008-10-30 |  |  | Lamps
5 | LED Street Signs |  | Signature Limited | 230V LED Delta / LA / Titan Signlight |  | 4000050000100 | 5 | 13 | 12 | 0.42 |  |  |  |  | P | 2009-10-01 |  |  | Lamps
5 | Light Emitting Diode |  | Electrical Express | LED Bollard Retrofit Kit |  | 4000050001100 | 5 | 6 | 4 | 0.75 |  |  |  |  | P | 2009-10-01 |  |  | Lamps
5 | Light Emitting Diode |  | Electrical Express | Retrofit Extra Low Energy Light Unit |  | 4000050002100 | 5 | 7 | 4 | 0.77 |  |  |  |  | P | 2009-12-01 |  |  | Lamps
5 | Light Emitting Diode |  | Signature Limited | Signlight LED-4 |  | 4000050004100 | 5 | 5 | 2 | 0.9 |  |  |  |  | P | 2010-03-31 |  |  | Lamps
5 | LED Lamp |  | NE Technology LTD | 5 watt PL-2Pin LED Lamp |  | 4000050005100 | 6 | 14 | 13 | 0.43 |  |  |  |  | P | 2011-01-04 |  | N/A | Lamps
5 | Light Emitting Diodes (LEDs) |  | Reddi Light Ltd | Enterprise/Retro LED Sign Light |  | 4000050006100 | 4 | 5 | 2 | 0.92 |  |  |  |  | P | 2011-07-20 |  | N/A | Lamps
5 | LED Street Sign |  | Eurosigns (UK) Ltd | 300mm Diameter Sign (L2 Mode) |  | 4000050007100 | 5 | 11 | 9 | 0.44 |  |  |  |  | P | 2011-06-06 |  |  | Lamps | 2012-08-01 | Date issued added 01/08/2012
5 | Light Emitting Diodes (LEDs) |  | GPM Group | NET E27 5W |  | 4000050008100 | 5 | 12 | 10 | 0.46 |  |  |  |  | P | 2011-02-15 |  | N/A | Lamps
5 | Light Emitting Diodes (LEDs) |  | CSA Photonics | LED Stair and Passage Bulkhead Light |  | 4000050009100 | 5 | 12 | 11 | 0.4 |  |  |  |  | P | 2012-05-16 |  | N/A | Lamps
5 | LED Street Sign |  | Eurosigns (UK) Ltd | 450mm Diameter Sign (L1 Mode) |  | 4000050010100 | 5 | 11 | 10 | 0.044 |  |  |  |  | P | 2011-06-06 |  |  | Lamps | 2012-08-01 | Unique Identifier incremented due to duplication
5 | 3 LED Light Sign Lite |  | Haldo | HTA 003 LED |  | 4000050011100 | 5 | 5 | 2 | 0.91 |  |  |  |  | P | 2011-06-06 |  |  | Lamps | 2012-08-01 | Unique Identifier incremented due to duplication
5 | Light Emitting Diodes |  | Glasdon | LED C008/3169 Bollard Baselight |  | 4000050012100 | 5 | 4 | 3 | 0.91 |  |  |  |  | P | 2012-09-19 |  |  | Lamps
5 | Light Emitting Diodes (LEDs) |  | C.S.A Photonics | PFC 5W Tray |  | 4000050013100 | 5 | 6 | 3 | 0.87 |  |  |  |  | p | 2012-11-14 |  |  | Lamps
5 | Light Emitting Diodes (LEDs) |  | IKON DESIGN | PowerLED handrail PLH 420 |  | 4000050014100 | 6 | 14 | 13 | 0.41 |  |  |  |  | P | 2012-11-14 |  |  | Lamps
5 | Light Emitting Diodes (LEDs) |  | Carbon Reduction Technology Ltd | 3 - 350 LED Lighting Module |  | 4000050015100 | 5 | 11 | 10 | 0.44 |  |  |  |  | P | 2012-11-14 |  |  | Lamps
5 | Light Emitting Diodes (LEDs) |  | Simmonsigns | Weebol Plus - Illuminated Reboundable Reflective Bollard (Single Sided) - 240 volt operation |  | 4000050017100 | 5.06 | 5.58 | 2.34 | 0.91 |  |  |  |  | P | 2013-03-20 |  |  | Lamps
6 | LED light |  | Reddi Light Ltd | Reddi Light 4W Sign Light |  | 4000060000100 | 6 | 12 | 10 | 0.48 |  |  |  |  | P | 2008-10-21 |  |  | Lamps | 2012-02-15 | Made Permanent
6 | Light Emitting Diode |  | Lightwise UK Ltd | Retrofit Switchable Street Sign LED Light Unit |  | 4000060001100 | 6 | 8 | 6 | 0.69 |  |  |  |  | P | 2010-03-31 |  |  | Lamps
6 | Light Emitting Diode |  | PLM Illumination Ltd | LED Handrail Light |  | 4000060002100 | 6 | 6 | 0.5 | 0.99 |  |  |  |  | P | 2010-03-31 |  |  | Lamps
6 | LED tube for sign |  | Indo Lighting | T5 LED Tube |  | 4000060003100 | 6 | 13 | 12 | 0.47 |  |  |  |  | P | 2010-08-31 |  | N/A | Lamps | 2010-11-02 | Corrected to "Lamps"
6 | LED Light Unit for use in road sign | 3x1W | Simmonsigns | 3x1W |  | 4000060004100 | 6 | 8 | 5 | 0.74 |  |  |  |  | P | 2010-08-31 |  | N/A | Lamps | 2010-11-02 | Corrected to "Lamps"
6 | LED Street signs | 600mm Triangle | One2See Signs Ltd | BT600-LED |  | 4000060005100 | 6 | 14 | 12 | 0.43 |  |  |  |  | P | 2010-10-05 |  |  | Lamps | 2011-12-01 | Please note this is an updated to the Unit Field and Manufacturer's Designation of an existing code.
6 | LED Street signs | 600mm Triangle/Circle or 450mm Circle | One2See Signs Ltd | BT600-LED; AC450-LED; AC600-LED |  | 4000060005100 | 6 | 14 | 12 | 0.43 |  |  |  |  | P | 2011-06-06 |  |  | Lamps | Product added to manufacturer's designationd
6 | Light Emitting Diode |  | Solutions LED | 6W GLS LED Bulb |  | 4000060006100 | 5 | 12 | 11 | 0.41 |  |  |  |  | P | 2011-04-06 |  | N/A | Lamps
6 | Light Emitting Diodes (LEDs) |  | Solutions LED | LED PLL 6watt Lamp |  | 4000060007100 | 6 | 14 | 12 | 0.45 |  |  |  |  | P | 2012-05-16 |  | N/A | Lamps
6 | Light Emitting Diodes (LEDs) | LED Bollard/Street Sign Lamp | Electrical Express | R11-2362A |  | 4000060008100 | 6 | 6 | 2 | 0.97 |  |  |  |  | P | 2012-01-18 |  | N/A | Lamps
6 | Light Emitting Diodes (LEDs) | 96 LED Array | The Zeta Group | 2D Light Retrofit Cool White 640k |  | 4000060009100 | 9 | 17 | 14 | 0.53 |  |  |  |  | P | 2012-01-18 |  | N/A | Lamps
6 | Light Emitting Diodes (LEDs) | GLS LED Lamp | Solutions LED | 6W GLS LED Light Bulb |  | 4000060010100 | 5 | 12 | 11 | 0.41 |  |  |  |  | P | 2012-01-18 |  | N/A | Lamps
5.5 | LED Bollard Baselight | LED | Glasdon | LED C008/3162 Bollard Baselight (240 Vac) |  | 4000060011100 | 9 | 17 | 14 | 0.53 |  |  |  |  | P | 2011-02-15 |  | N/A | Lamps | 2012-08-01 | Date issued added 01/08/201. 'Old Charge Code' changed to 'New Charge Code' due to duplication error
6 | 96 LED Array |  | The Zeta Group | 2D Light Retrofit Cool White 640k |  | 4000060012100 | 9 | 17 | 14 | 0.53 |  |  |  |  | P | 2011-02-15 |  | N/A | Lamps | 2012-08-16 | Date issued added 16/08/201. 'Old Charge Code' changed to 'New Charge Code' due to duplication error
6 | Light Emitting Diodes (LEDs) |  | Traffic Management Products Ltd | Apollo Alpha Sign Light |  | 4000060013100 | 6.1 | 9 | 7 | 0.67 |  |  |  |  | P | 2013-03-20 |  |  | Lamps
6 | Light Emitting Diodes (LEDs) |  | Ark Lighting | 6W LED TUBE |  | 4000060014100 | 4.9 | 6 | 4 | 0.79 |  |  |  |  | P | 2013-03-20 |  | Standard Conversion | Lamps
6 | Light Emitting Diodes (LEDs) |  | Ark Lighting | 6W 2 PIN LED DOWNLIGHT |  | 4000060015100 | 5.7 | 13 | 11 | 0.45 |  |  |  |  | P | 2013-03-20 |  | Standard Conversion | Lamps
7 | LED Uplighter | LED | Generic |  | 4000070 | 4000070000100 | 7 | [7 empty] | P | 2008-06-12 |  | Standard Conversion | Lamps | 2012-02-15 | Made Permanent
7 | LED Street Signs |  | Simmonsigns | 4 x 1 watt Simmonsigns LED Light Unit |  | 4000070000100 | 7 | 9 | 6 | 0.77 |  |  |  |  | P | 2009-10-01 |  |  | Lamps
7 | LED Light Unit for use in road sign | 24Vac 3x1W | Simmonsigns | 24Vac 3x1W |  | 4000070001100 | 7 | 19 | 17 | 0.37 |  |  |  |  | P | 2010-08-31 |  | N/A | Lamps | 2010-11-02 | Corrected to "Lamps"
7 | LED Street signs | 600mm Circle | One2See Signs Ltd | AC600-LED |  | 4000070002100 | 7 | 15 | 13 | 0.48 |  |  |  |  | P | 2010-10-05 |  | N/A | Lamps
7 | Light Emitting Diodes | Single T5 LED Retrofit | Indo Lighting | INDO:FIT:T5:300:S (Single) |  | 4000070003100 | 10 | 12 | 6 | 0.85 |  |  |  |  | P | 2011-08-30 |  | N/A | Lamps
7 | LED Street Sign |  | Eurosigns (UK) Ltd | 600mm Triangle Sign (L1 Mode) |  | 4000070004100 | 7 | 13 | 12 | 0.49 |  |  |  |  | P | 2011-06-06 |  |  | Lamps | 2012-08-01 | Date issued added 01/08/2012
7 | LED Beacon style lamp |  | Electrical Express | EE10WBL LED Replacement for Beacon style lamp |  | 4000070005100 | 7 | 9 | 5 | 0.79 |  |  |  |  | P | 2011-12-01 |  | N/A | Lamps
7 | Light Emitting Diodes (LEDs) | Illuminated, self-righting directional bollard | Leafield Environmental | Night Owl Base-Lit Bollard |  | 4000070006100 | 7 | 10 | 8 | 0.64 |  |  |  |  | P | 2012-05-16 |  | N/A | Signals
7 | LED Street Sign |  | Eurosigns (UK) Ltd | 460mm x 310mm Sign (L2 Mode) |  | 4000070007100 | 7 | 14 | 12 | 0.49 |  |  |  |  | P | 2011-06-06 |  |  | Lamps | 2012-08-16 | Date issued added 16/08/201. 'Old Charge Code' changed to 'New Charge Code' due to duplication error
7 | Light Emitting Diodes (LEDs) |  | Carbon Reduction Technology Ltd | 6 - 350 LED Lighting Module |  | 4000070009100 | 6.9 | 9 | 5 | 0.79 |  |  |  |  | P | 2013-04-17 |  |  | Lamps
5 | Internally Illuminated Bollard |  | Traffic Management Products Ltd | TMP Metro EL Bollard |  | 4000080000100 | 8 | 15 | 13 | 0.54 |  |  |  |  | P | 2009-10-01 |  |  | Lamps
8 | LED Street Signs |  | Simmonsigns | Single Sided Weebol plus Light Unit 24V (4 LED) |  | 4000080000100 | 8 | 22 | 20 | 0.38 |  |  |  |  | P | 2009-10-01 |  |  | Lamps
8 | Light Emitting Diode |  | Electrical Express | Retrofit Illuminated LED Bollard Base Light |  | 4000080001100 | 8 | 11 | 7 | 0.75 |  |  |  |  | P | 2010-03-31 |  |  | Lamps
8 | Light Emitting Diode |  | Simmonsigns | 8W LED Overhead Type A Signlight |  | 4000080001100 | 8 | 10 | 6 | 0.8 |  |  |  |  | P | 2010-03-31 |  |  | Lamps
8 | Light Emitting Diode | LED Street Sign | CSA Photonics | LED Sign Gear Bollard |  | 4000080002100 | 8 | 21 | 19 | 0.38 |  |  |  |  | P | 2010-06-01 |  |  | Lamps
8 | LED light Unit | LED | Simmonsigns | 24 Vac 8X1 Watt LED Light Unit |  | 4000080003100 | 11 | 23 | 20 | 0.49 |  |  |  |  | P | 2010-08-05 |  | N/A | Lamps
8 | White Lamp | LED | International Components | LED Lamp Product Code 1083100 |  | 4000080004100 | 8 | 12 | 8 | 0.7 |  |  |  |  | P | 2010-08-31 |  | N/A | Lamps
8 | LED Street Sign |  | Eurosigns (UK) Ltd | 600mm Diameter Sign (L1 Mode) |  | 4000080005100 | 8 | 17 | 14 | 0.48 |  |  |  |  | P | 2011-06-06 |  |  | Lamps | 2012-08-01 | Date issued added 01/08/2012
8 | Light Emitting Diodes (LEDs) | LED Bollard/Street Sign Lamp | Electrical Express | R11-2363A |  | 4000080006100 | 7 | 7 | 2 | 0.97 |  |  |  |  | P | 2012-01-18 |  | N/A | Lamps
8 | Light Emitting Diodes (LEDs) |  | Indo Lighting | Twin T5 300 HE LED Retrofit |  | 4000080007100 | 9 | 9 | 3 | 0.93 |  |  |  |  | P | 2012-06-21 |  |  | Lamps
8 | Light Emitting Diodes (LEDs) |  | Indo Lighting | Twin T5 300 S2 LED Retrofit |  | 4000080008100 | 19 | 20 | 5 | 0.96 |  |  |  |  | P | 2012-06-21 |  |  | Lamps
8 | LED Street Lights |  | ASD Lighting | Retro Fit 6 LED Gear Tray |  | 4000080009100 | 8 | 15 | 13 | 0.52 |  |  |  |  | P | 2012-06-22 |  |  | Lamps
8 | LED Street Lights |  | ASD Lighting | Retro Fit 6 LED Gear Tray |  | 4000080009100 | 8 | 15 | 13 | 0.52 |  |  |  |  | P | 2012-06-22 |  |  | Lamps
8 | Light Emitting Diodes (LEDs) | LED Street Signs | Solutions LED | LED 600mm T8 Tube |  | 4000080009100 | 8 | 9 | 4 | 0.89 |  |  |  |  | P | 2012-08-15 |  |  | Lamps |  | Added 16/08/2012
8 | Light Emitting Diodes (LEDs) |  | Ark Lighting | ARS-IT5C8-C132E0M6 |  | 4000080010100 | 8.4 | 12.2 | 8.8 | 0.69 |  |  |  |  | P | 2013-02-20 |  |  | Lamps
8 | Light Emitting Diodes (LEDs) |  | DesignPlan Lighting | Gemini D215/8X1V2 |  | 4000080011100 | 9.9 | 10 | 3 | 0.95 |  |  |  |  | p | 2013-03-20 |  |  | Lamps
8 | Light Emitting Diodes (LEDs) |  | Solutions LED | High Power LED PLC Lamp 8 Watts |  | 4000080015100 | 8.6 | 20 | 18 | 0.44 |  |  |  |  | P | 2013-04-17 |  |  | Lamps
9 | LED Street Signs |  | Simmonsigns | Single Sided Weebol plus Light Unit (6 LED) |  | 4000090000100 | 9 | 11 | 5 | 0.86 |  |  |  |  | P | 2009-10-01 |  |  | Lamps
9.4 | Light Emitting Diode | LED Street Sign | Signature Limited | Signature 9W LED Signlight |  | 4000090000100 | 10 | 19 | 16 | 0.52 |  |  |  |  | Superseded by 40 0009 0002 100 | 2010-06-01 | 2010-11-02 |  | Lamps
9 | Light Emitting Diode |  | Mainet Ltd | Fawoo Technology – Lumisheet: 300mm x 300mm & 300mm x 250mm LED Panel |  | 4000090001100 | 9 | 23 | 20 | 0.38 |  |  |  |  | P | 2010-03-31 |  |  | Lamps
9.4 | Light Emitting Diode | LED Street Sign | Signature Limited | Signature 9W LED Signlight |  | 4000090002100 | 10 | 19 | 16 | 0.52 |  |  |  |  | P | 2010-11-02 |  | N/A | Lamps
9 | LED Street Sign |  | Eurosigns (UK) Ltd | 450mm Diameter Sign (L2 Mode) |  | 4000090003100 | 9 | 19 | 16 | 0.49 |  |  |  |  | P | 2011-06-06 |  |  | Lamps | 2012-08-01 | Date issued added 01/08/2012
9 | Light Emitting Diodes (LEDs) |  | Signature Limited | Replacement LED Gear Tray - 2 foot |  | 4000090004100 | 9 | 18 | 16 | 0.46 |  |  |  |  | P | 2012-10-17 |  |  | Lamps
9 | Light Emitting Diodes (LEDs) | LED | Simmonsigns | 230V Invinca Sign – Code INVL6/**** |  | 4000090005100 | 9 | 18 | 16 | [5 empty] | P | 2013-03-20 |  | Standard Conversion | Lamps
9 | Light Emitting Diodes (LEDs) |  | Simmonsigns | Weebol Plus - Illuminated Reboundable Reflective Bollard (Single Sided) - 24 volt operation |  | 4000090007100 | 8.7 | 20.9 | 19 | 0.42 |  |  |  |  | P | 2013-03-20 |  |  | Lamps
9 | Light Emitting Diodes (LEDs) |  | Thorn Lighting Ltd | Voyager Escort LED Bulkhead |  | 4000090008100 | 8.9 | 10 | 5 | 0.88 |  |  |  |  | P | 2013-04-17 |  |  | Lamps
10 | LED light | LED | Aquila Noctis | Aquila Noctis Mini LED | 4000100 | 4000100000100 | 10 | [7 empty] | T | 2007-10-24 | 2012-02-15 | Standard Conversion | Lamps
10 | LED Street Signs |  | Simmonsigns | Single Sided Weebol plus Light Unit 24V |  | 4000100000100 | 10 | 23 | 21 | 0.45 |  |  |  |  | P | 2009-10-01 |  |  | Lamps
10 | 6 LED Light Sign Lite | LED | Haldo | HTA 006 LED |  | 4000100001100 | 10 | 11 | 4 | 0.91 |  |  |  |  | T | 2009-07-01 | 2012-02-15 |  | Lamps
10 | LED strip for sign illumination | 450mm Triangle | Elumin8 | 450mm Triangle |  | 4000100002100 | 10 | 23 | 21 | 0.43 |  |  |  |  | P | 2010-08-31 |  | N/A | Lamps | 2010-10-05 | Amended Description 2 and Manufacturer Designation
10 | LED strip for sign illumination | 450mm Round | Elumin8 | 450mm Round |  | 4000100003100 | 10 | 24 | 22 | 0.43 |  |  |  |  | P | 2010-08-31 |  | N/A | Lamps | 2010-10-05 | Amended Description 2 and Manufacturer Designation
10 | LED Light |  | The Zeta Group | ZGA-2DL10W-CW |  | 4000100004100 | 11 | 23 | 20 | 0.47 |  |  |  |  | P | 2011-02-15 |  | N/A | Lamps
10 | Light Emitting Diodes (LEDs) |  | The Zeta Group | ZGA-2DL10W-CW |  | 4000100004100 | 11 | 23 | 20 | 0.47 |  |  |  |  | P | 2012-01-18 |  | N/A | Lamps
10 | LED Belisha Beacons (Undimmed) |  | Electrical Express | Switching Beacon Lamp |  | 4000100005100 | 11 | 24 | 22 | 0.46 |  |  |  |  | P | 2012-05-16 |  | N/A | Signals
10 | Light Emitting Diodes (LEDs) |  | Ark Lighting | 10W E27 LED Downlight |  | 4000100006100 | 9.3 | 20 | 18 | 0.46 |  |  |  |  | P | 2013-03-20 |  | Standard Conversion | Lamps
| LED light | LED | Charles Endirect | Celstar N1 LED Based Traffic Beacon / Celstar 2 LED Based Belisha Beacons | 4000110 | 4000110000100 | [8 empty] | Superseded by 79 50 018 000 100 | 2008-09-11 | 2008-09-11 | Standard Conversion | Lamps
12 | Light Emitting Diode |  | Simmonsigns | LUALEDLU/P4 |  | 4000120000100 | 12 | 13 | 5 | 0.91 |  |  |  |  | P | 2009-12-01 |  |  | Lamps
12 | Light Emitting Diode |  | iGuzzini Illuminazione (UK) Ltd | iGuzzini BB34.712 LED Light Up Luminaire |  | 4000120001100 | 18 | 18 | 4 | 0.97 |  |  |  |  | P | 2010-03-31 |  |  | Lamps
12 | LED light Unit | LED | Simmonsigns | 24 Vac 12X1 Watt LED Light Unit |  | 4000120002100 | 16 | 27 | 22 | 0.59 |  |  |  |  | P | 2010-08-05 |  | N/A | Lamps
12 | LED strip for sign illumination | 600mm Triangle | Elumin8 | 600mm Triangle |  | 4000120003100 | 12 | 28 | 25 | 0.44 |  |  |  |  | P | 2010-08-31 |  | N/A | Lamps | 2010-10-05 | Amended Description 2 and Manufacturer Designation
12 | LED | LED Uplifter (For the illumination of Traffic Signs) | Glasdon | Glasdon Lumino - Ground level LED uplighter |  | 4000120004100 | 12 | 24 | 21 | 0.49 |  |  |  |  | P | 2011-07-20 |  | N/A | Lamps
12 | LED | 12x1W LED weather and vandal resistant luminaire | DesignPlan Lighting | Gemini 12W LED Luminaire |  | 4000120005100 | 17 | 18 | 6 | 0.95 |  |  |  |  | P | 2011-08-17 |  | N/A | Lamps
12 | Light Emitting Diodes (LEDs) |  | Philips Lighting | 12W Master LED A60 |  | 4000120006100 | 12 | 15 | 8 | 0.84 |  |  |  |  | P | 2012-04-18 |  |  | Lamps
12 | Light Emitting Diodes (LEDs) | LED Street Signs | Solutions LED | 2G11 LED Lamp 12 Watt |  | 4000120007100 | 11 | 27 | 24 | 0.43 |  |  |  |  | P | 2012-08-15 |  |  | Lamps |  | Added 16/08/2012
12 | Light Emitting Diodes (LEDs) |  | Ark Lighting | ARS-IT5C12-C198E0M9 |  | 4000120008100 | 12 | 17 | 11 | 0.73 |  |  |  |  | P | 2013-02-20 |  |  | Lamps
13 | LED light | LED | International Components | Solid State Festoon Lighting | 4000130 | 4000130000100 | 13 | 28 |  | 0.45 |  |  |  |  | P | 2006-11-01 |  | Standard Conversion | Lamps
13 | LED light | LED | Reddi Light Ltd | Reddi Light LED | 4000130 | 4000130000100 | 13 | 28 |  | 0.45 |  |  |  |  | P | 2006-11-01 |  | Standard Conversion | Lamps
13 | 9 LED Light Sign Lite | LED | Haldo | HTA 009 LED |  | 4000130001100 | 13 | 14 | 4 | 0.95 |  |  |  |  | T | 2009-07-01 | 2012-02-15 |  | Lamps
13 | LED strip for sign illumination | 600mm Round | Elumin8 | 600mm Round |  | 4000130002100 | 13 | 29 | 26 | 0.44 |  |  |  |  | P | 2010-08-31 |  | N/A | Lamps | 2010-10-05 | Amended Description 2 and Manufacturer Designation
14 | Light Emitting Diode |  | Willy Meyer+Sohn GMBh+Co.KG | 14W External LED |  | 4000140000100 | 14 | 18 | 12 | 0.77 |  |  |  |  | P | 2010-06-01 |  |  | Lamps
14 | Light Emitting Diodes | Twin T5 LED Retrofit | Indo Lighting | INDO:FIT:T5:300:S (Twin) |  | 4000140001100 | 20 | 23 | 12 | 0.86 |  |  |  |  | P | 2011-08-30 |  | N/A | Lamps
14 | LED Street Sign |  | Eurosigns (UK) Ltd | 600mm Triangle Sign (L2 Mode) |  | 4000140002100 | 14 | 26 | 23 | 0.52 |  |  |  |  | P | 2011-06-06 |  |  | Lamps | 2012-08-01 | Date issued added 01/08/2012
14 | LED Street Sign |  | Eurosigns (UK) Ltd | 600mm Diameter Sign (L2 Mode) | 4000140001100 | 4000140003100 | 13 | 26 | 22 | 0.49 |  |  |  |  | P | 2011-06-06 |  |  | Lamps | 2012-08-01 | Date issued added 01/08/201. 'Old Charge Code' changed to 'New Charge Code' due to duplication error
14 | Light Emitting Diodes (LEDs) | 240V in 55V out Gear Tray | Simmonsigns | INVICTA 750 Gear Tray 10x1W 240V |  | 4000140004100 | 14 | 14 | 2 | 0.98 |  |  |  |  | P | 2012-10-17 |  |  | Lamps
15 | LED light | LED | John Wilkinson | John Wilkinson LED unit | 4000150 | 4000150000100 | 15 | 16 | 6 | 0.94 |  |  |  |  | P | 2005-06-30 |  | Standard Conversion | Lamps | 2012-02-15 | Made Permanent
15 | LED light | LED | BT | BT3 Bollard Base Light - 6 LEDs | 4000150 | 4000150000100 | 15 | 16 | 6 | 0.94 |  |  |  |  | P | 2005-06-30 |  | Standard Conversion | Lamps | 2012-02-15 | Made Permanent
15 | Light Emitting Diode |  | The Zeta Group | Zeta LED Street Light |  | 4000150001100 | 14 | 34 | 31 | 0.42 |  |  |  |  | P | 2010-06-01 |  |  | Lamps
15 | LED strip for sign illumination | 750mm Triangle | Elumin8 | 750mm Triangle |  | 4000150002100 | 15 | 34 | 30 | 0.46 |  |  |  |  | P | 2010-08-31 |  | N/A | Lamps | 2010-10-05 | Amended Description 2 and Manufacturer Designation
15 | LED Lamp |  | NE Technology LTD | T8 LED tubular lamp |  | 4000150003100 | 15 | 16 | 6 | 0.94 |  |  |  |  | P | 2011-01-04 |  | N/A | Lamps
15 | Light Emitting Diodes (LEDs) | LED Street Signs | Solutions LED | 2G11 LED Lamp 15 Watt |  | 4000150004100 | 15 | 28 | 23 | 0.55 |  |  |  |  | P | 2012-08-15 |  |  | Lamps |  | Added 16/08/2012
15 | Light Emitting Diodes (LEDs) |  | DesignPlan Lighting | Tube 50 |  | 4000150005100 | 18 | 19 | 7 | 0.94 |  |  |  |  | P | 2012-12-19 |  |  | Lamps
15 | Light Emitting Diodes (LEDs) |  | Carbon Reduction Technology Ltd | 12 - 350 LED Lighting Module |  | 4000150006100 | 15 | 16 | 6 | 0.94 |  |  |  |  | P | 2012-11-14 |  |  | Lamps
15 | Light Emitting Diodes (LEDs) |  | LED Eco Lights Ltd | T8 TUBSMD262 |  | 4000150008100 | 17 | 18 | 6 | 0.94 |  |  |  |  | P | 2013-04-17 |  |  | Lamps
16 | LED strip for sign illumination | 750mm Octagon | Elumin8 | 750mm Octagon |  | 4000160000100 | 16 | 35 | 31 | 0.46 |  |  |  |  | P | 2010-08-31 |  | N/A | Lamps | 2010-10-05 | Amended Description 2 and Manufacturer Designation
16 | LED strip for sign illumination | 750mm Round | Elumin8 | 750mm Round |  | 4000160001100 | 16 | 35 | 31 | 0.46 |  |  |  |  | P | 2010-08-31 |  | N/A | Lamps | 2010-10-05 | Amended Description 2 and Manufacturer Designation
16 | Light Emitting Diodes (LEDs) | 16x1W LED Luminaire | DesignPlan Lighting | Quadrant DQ16X1V2PB |  | 4000160002100 | 21 | 22 | 6 | 0.97 |  |  |  |  | P | 2011-03-01 |  | N/A | Lamps
16 | LED Street Sign |  | Eurosigns (UK) Ltd | 700mm Diameter Sign |  | 4000160003100 | 16 | 31 | 26 | 0.52 |  |  |  |  | P | 2011-06-06 |  |  | Lamps | 2012-08-01 | Date issued added 01/08/2012
16 | Light Emitting Diodes (LEDs) | SOX Replacement Tray | Creative Illuminations | CI-15 |  | 4000160004100 | 16 | 22 | 14 | 0.75 |  |  |  |  | P | 2012-06-21 |  |  | Lamps | 2012-07-31 | Added Unit Description 2
16 | Light Emitting Diodes (LEDs) |  | Simmonsigns | Modubel CIC - White Centre Island refuge Beacon |  | 4000160005100 | 16 | 28 | 22 | 0.59 |  |  |  |  | P | 2013-03-20 |  |  | lamps
17 | LED Bollard Baselite (complete with driver) | LED | Haldo | Model No. C2/BL2/16LED / C2/BL2/16LEDS / C2/BL2/16LED-PJL |  | 4000170000100 | 17 | 18 | 4 | 0.97 |  |  |  |  | P | 2008-07-17 |  |  | Lamps
17 | LED Street Signs |  | Simmonsigns | Global Base Lights |  | 4000170000100 | 17 | 19 | 8 | 0.86 |  |  |  |  | P | 2009-07-01 |  |  | Lamps
17 | Light Emitting Diode |  | Signature Limited | Signature BL-S-LED |  | 4000170000100 | 17 | 18 | 5 | 0.95 |  |  |  |  | P | 2009-12-01 |  |  | Lamps
17 | LED Street Sign |  | Eurosigns (UK) Ltd | 770mm Triangle Sign |  | 4000170001100 | 17 | 32 | 28 | 0.52 |  |  |  |  | P | 2011-06-06 |  |  | Lamps | 2012-08-01 | Date issued added 01/08/2012
17 | Light Emitting Diodes (LEDs) |  | Simmonsigns | Single Sided Post-IS |  | 4000170002100 | 17 | 36 | 32 | 0.47 |  |  |  |  | P | 2012-06-21 |  |  | Lamps
18 | Light Emitting Diodes (LEDs) |  | Ark Lighting | ARS-C18-C300E1M2 |  | 4000180000100 | 18 | 25 | 17 | 0.74 |  |  |  |  | P | 2013-02-20 |  |  | Lamps
18 | Light Emitting Diodes (LEDs) |  | LED Eco Lights Ltd | T8 TUBSMD302 |  | 4000180001100 | 18 | 19 | 7 | 0.93 |  |  |  |  | P | 2013-04-17 |  |  | Lamps
19 | Light Emitting Diode | LED | Reddi Light Ltd | Reddi Light - RH1 | 4000190 | 4000190000100 | 19 | 20 | 6 | 0.95 |  |  |  |  | P | 2005-06-30 |  | Standard Conversion | Lamps | 2012-02-15 | Made Permanent
19 | Light Emitting Diode | LED | Sign Light | Sign Light - 4 LEDs | 4000190 | 4000190000100 | 19 | 20 | 6 | 0.95 |  |  |  |  | P | 2005-06-30 |  | Standard Conversion | Lamps | 2012-02-15 | Made Permanent
19.4 | Light Emitting Diode | LED Street Sign | Signature Limited | Signature 19W LED Baselight |  | 4000190000100 | 20 | 28 | 20 | 0.71 |  |  |  |  | Superseded by 40 0019 0001 100 | 2010-06-01 | 2010-11-02 |  | Lamps
19.4 | Light Emitting Diode | LED Street Sign | Signature Limited | Signature 19W LED Baselight |  | 4000190001100 | 20 | 28 | 20 | 0.71 |  |  |  |  | P | 2010-11-02 |  | N/A | Lamps
19 | Light Emitting Diodes (LEDs) |  | Simmonsigns | INVINCA 750 Gear Tray 10X1W 240V~24Vdc |  | 4000190002100 | 19 | 31 | 25 | 0.6 |  |  |  |  | P | 2012-09-19 |  |  | Lamps
20 | Bollard Base Light | LED | Generic | Signature - Type BL-S-LED-H Baselight Superior 230V LED | 4000200 | 4000200000100 | 20 | 23 | 12 | 0.87 |  |  |  |  | P | 2005-06-30 |  | Standard Conversion | Lamps | 2012-02-15 | Made Permanent
20 | Light Emitting Diode | LED | Simmonsigns | LUA LED Sign Light | 4000200 | 4000200000100 | 20 | 23 | 12 | 0.87 |  |  |  |  | P | 2007-01-30 |  | Standard Conversion | Lamps
20 | LED |  | RELUX | LED Tube (1147mm)(90 lm/Watt) |  | 4000200001100 | 19 | 19 | 5 | 0.97 |  |  |  |  | P | 2010-11-30 |  | N/A | Lamps
20 | Light Emitting Diode | LED | Solutions LED | 1500mm T8 LED Tube |  | 4000200002100 | 20 | 23 | 11 | 0.88 |  |  |  |  | P | 2011-04-06 |  | N/A | Lamps
20 | LED Street Sign |  | Eurosigns (UK) Ltd | 920mm Diameter Sign |  | 4000200003100 | 19 | 37 | 31 | 0.52 |  |  |  |  | P | 2011-06-06 |  |  | Lamps | 2012-08-01 | Date issued added 01/08/2012
20 | Light Emitting Diodes (LEDs) |  | Indo Lighting | FIT-T8-1200-20W |  | 4000200004100 | 20 | 21 | 8 | 0.93 |  |  |  |  | P | 2012-11-14 |  |  | Lamps
20 | Light Emitting Diodes (LEDs) |  | Ark Lighting | ARS-IT5C20-330E1M5 |  | 4000200005100 | 20 | 27 | 18 | 0.76 |  |  |  |  | P | 2013-02-20 |  |  | Lamps
21 | Light Emitting Diode | LED | Generic |  | 4000210 | 4000210000100 | 21 | 26 | 15 | 0.81 |  |  |  |  | P | 2005-06-01 |  | Standard Conversion | Lamps
21 | Light Emitting Diode |  | Simmonsigns | 21W LED Overhead Type B Signlight |  | 4000210001100 | 21 | 23 | 10 | 0.89 |  |  |  |  | P | 2010-03-31 |  |  | Lamps
21 | LED Street Sign |  | Eurosigns (UK) Ltd | 920mm Triangle Sign |  | 4000210002100 | 20 | 39 | 33 | 0.52 |  |  |  |  | P | 2011-06-06 |  |  | Lamps | 2012-08-01 | Date issued added 01/08/2012
22 | Light Emitting Diodes |  | Ark Lighting | ANBC-C107-T8-022-WHT |  | 4000220000100 | 19 | 20 | 7 | 0.94 |  |  |  |  | P | 2012-09-19 |  |  | Lamps
23 | Light Emitting Diodes (LEDs) | SOX Replacement Tray | Creative Illuminations | CI-20 |  | 4000230000100 | 23 | 26 | 11 | 0.9 |  |  |  |  | P | 2012-06-21 |  |  | Lamps | 2012-07-31 | Added Unit Description 2
24 | LED light | LED | Aquila Noctis | Aquila Noctis Maxi LED | 4000240 | 4000240000100 | 24 | [7 empty] | T | 2007-10-24 | 2012-02-15 | Standard Conversion | Lamps
24 | LED strip for sign illumination |  | Simmonsigns | 24Vac 14 X 1 watt LED light unit |  | 4000240000100 | 24 | 32 | 21 | 0.75 |  |  |  |  | P | 2010-11-02 |  | N/A | Lamps
24 | Light Emitting Diodes (LEDs) |  | Simmonsigns | Safeway Hermit 24 LED |  | 4000240001100 | 31 | 34 | 14 | 0.91 |  |  |  |  | P | 2012-06-21 |  |  | Lamps
24 | Light Emitting Diodes (LEDs) |  | DesignPlan Lighting | Rampart D874424X1LED |  | 4000240002100 | 29 | 32 | 12 | 0.92 |  |  |  |  | P | 2012-11-14 |  |  | Lamps
24 | Light Emitting Diodes (LEDs) |  | Holophane Europe | LINEAR LED LUMINAIRE REF NO. LLEDLNAJP12WW.25D.700MA.INT.END.R470 |  | 4000240003100 | 31 | 32 | 7 | 0.97 |  |  |  |  | P | 2013-02-20 |  |  | Lamps
25 | Light Emitting Diodes (LEDs) | LED Sign Light | Haldo | Retrofit Gear Tray RF5-LED018 |  | 4000250000100 | 25 | 29 | 14 | 0.87 |  |  |  |  | P | 2012-06-21 |  |  | Lamps
27 | Light Emitting Diode | LED | Generic | Signature - Type BL-S-LED-24V Baselight Superior 24V LED | 4000270 | 4000270000100 | 27 | 29 | 0 | 0.93 |  |  |  |  | P | 2005-06-01 |  | Standard Conversion | Lamps
27 | LED Subway Lighting Unit |  | Simmonsigns | Safe-way Urban Lightning System |  | 4000270001100 | 38 | 44 | 23 | 0.85 |  |  |  |  | P | 2012-01-04 |  | N/A | Lamps
28 | LEDs (Light Emitting Diodes) |  | ASD Lighting | Horizon PC LED Emergency Light (12 LED - 28W)/Horizon LED Emergency (12 LED - 28W) |  | 4000280000100 | 28 | 31 | 12 | 0.92 |  |  |  |  | P | 2012-06-21 |  |  | Lamps
28 | Light Emitting Diodes (LEDs) |  | Simmonsigns | Double Sided Post-IS |  | 4000280001100 | 28 | 46 | 37 | 0.61 |  |  |  |  | P | 2012-06-21 |  |  | Lamps
28 | LEDs (Light Emitting Diodes) |  | ASD Lighting | Horizon LED with Integral Microwave Sensor (12 LED -28W |  | 4000280002100 | 20 | 27 | 18 | 0.74 |  |  |  |  | P | 2012-06-21 |  |  | Lamps
28 | Light Emitting Diodes |  | Ark Lighting | ANBC-C107-T8-028-WH |  | 4000280003100 | 26 | 27 | 10 | 0.94 |  |  |  |  | P | 2012-09-19 |  |  | Lamps
30 | Light Emitting Diodes (LEDs) |  | Carbon Reduction Technology Ltd | 8 -1050 LED Lighting Module |  | 4000300000100 | 30 | 35 | 18 | 0.86 |  |  |  |  | P | 2012-11-14 |  |  | Lamps
30 | Light Emitting Diodes (LEDs) |  | Indo Lighting | FIT-T8-1500-30W |  | 4000300000100 | 30 | 31 | 10 | 0.95 |  |  |  |  | P | 2012-11-14 |  |  | Lamps
32 | Light Emitting Diode | LED | Generic |  | 4000320 | 4000320000100 | 32 | 34 | 11 | 0.93 |  |  |  |  | P | 2005-06-01 |  | Standard Conversion | Lamps
33 | Light Emitting Diode | LED | Generic |  | 4000330 | 4000330000100 | 33 | 44 | 29 | 0.75 |  |  |  |  | P | 2005-06-01 |  | Standard Conversion | Lamps
35 | LED Bollard Baselite (without driver) | LED | Haldo | Model No. C2/BL2/16LEDLD / C2/BL2/16LEDLDS |  | 4000350000100 | 35 | 38 | 15 | 0.92 |  |  |  |  | P | 2008-07-17 |  |  | Lamps
35 | Light Emitting Diodes (LEDs) |  | Ark Lighting | ALRGT2410.70 |  | 4000350001100 | 40 | 76 | 65 | 0.52 |  |  |  |  | P | 2013-02-20 |  |  | Lamps
36 | LED Subway Lighting Unit |  | Simmonsigns | Safe-way Urban Lightning System |  | 4000360000100 | 46 | 51 | 21 | 0.91 |  |  |  |  | P | 2012-01-04 |  |  | Lamps
36 | Light Emitting Diodes |  | Ark Lighting | ANBC-C101-36-18T |  | 4000360001100 | 35 | 37 | 12 | 0.95 |  |  |  |  | P | 2012-09-19 |  |  | Lamps
36 | Light Emitting Diodes (LEDs) |  | Signature Limited | Replacement LED Gear Tray - 5 foot |  | 4000360002100 | 37 | 38 | 9 | 0.97 |  |  |  |  | P | 2012-10-17 |  |  | Lamps
36 | Light Emitting Diodes (LEDs) |  | DesignPlan Lighting | Rampart D870318x2LED |  | 4000360003100 | 43 | 44 | 9 | 0.98 |  |  |  |  | P | 2012-11-14 |  |  | Lamps
38 | Bollard Base Light | LED | Pace (UK) Ltd | Type KL001 LED bollard base plate | 4000380 | 4000380000100 | 38 | 38 |  | 1 |  |  |  |  | P | 2005-06-30 |  |  | Lamps
38 | Bollard Base Light | LED | Leda-Lite International | LED bollard base plate | 4000380 | 4000380000100 | 38 | 38 |  | 1 |  |  |  |  | P | 2005-06-30 |  |  | Lamps
39 | Light Emitting Diodes (LEDs) |  | ACDC Lighting | IGLU, Anodised Aluminium Titanium, RGB Colour change, 50 x 20 deg, Dimmable, 800mm, 5 deg, IP 68 |  | 4000390000100 | 34 | 38 | 18 | 0.88 |  |  |  |  | P |  |  |  | Lamps
40 | Modupost | LED | Simmonsigns | Centre Post |  | 4000400000100 | 40 | 45 |  | 0.89 |  |  |  |  | P | 2008-09-11 |  |  | Lamps
45 | Light Emitting Diodes (LEDs) |  | Signature Limited | Replacement LED Gear Tray - 6 foot |  | 4000450000100 | 45 | 50 | 20 | 0.92 |  |  |  |  | P | 2012-10-17 |  |  | Lamps
48 | LED Lines | LED | Generic |  | 4000480 | 4000480000100 | 48 | [7 empty] | T | 2008-06-12 | 2012-02-15 | Standard Conversion | Lamps
49 | LED | Island Refuge Marker | Simmonsigns | Centrenol Global LED Centre Island Refuge Marker MODUCICLED | 4000490 | 4000490000100 | 49 | 54 | 22 | 0.92 |  |  |  |  | P | 2008-03-14 |  |  | Lamps
50 | Light Emitting Diodes (LEDs) | LED for Street Signs | Haldo | Haldo Alumous Sign Flood Light, H20 |  | 4000500000100 | 47 | 51 | 19 | 0.93 |  |  |  |  | P | 2012-04-18 |  |  | Lamps
60 | 24 LED Lamp |  | NVC | 24 LED Lamp |  | 4000600006100 | 62 | 67 | 26 | 0.92 |  |  |  |  | P | 2011-02-15 |  |  | Lamps
6 | LED Lamp |  | Saimol Trading Company | LED Replacement for 240V Lamp |  | 4000600007100 | 6 | 26 | 25 | 0.22 |  |  |  |  | P | 2011-06-06 |  |  | Lamps | 2012-08-01 | Date issued added 01/08/2012
60 | Light Emitting Diodes (LEDs) | Garage Light | LSII Europe | XPGDE 50 LED CW |  | 4000600008100 | 59 | 68 | 34 | 0.86 |  |  |  |  | P | 2012-05-16 |  |  | Lamps | 2012-08-16 | Unique Identifier incremented due to duplication
64 | LED street Light |  | OrangeTek | ARIALED 60 |  | 4000640000100 | 63 | 67 | 24 | 0.93 |  |  |  |  | p | 2013-03-20 |  |  | lamps
65 | Lighting |  | Jupiter | Jupiter48 AC Lighting System | 4000650 | 4000650000100 | 65 | 69 |  | 0.95 |  |  |  |  | P | 2011-06-06 |  |  | Lamps | 2012-08-01 | Date issued added 01/08/2012
75 | Light Emitting Diodes (LEDs) | LED for Street Signs | Haldo | Haldo Alumous Sign Flood Light, H30 |  | 4000750000100 | 70 | 75 | 26 | 0.94 |  |  |  |  | P | 2012-04-18 |  |  | Lamps
75 | Light Emitting Diodes (LEDs) | Billboard lighting | Titchfield | Titchfield LED Trough 6 Metre 75 Watt |  | 4000750001100 | 74 | 78 | 22 | 0.96 |  |  |  |  | P | 2012-12-19 |  |  | Lamps
85 | Light Emitting Diodes (LEDs) | Billboard lighting | Titchfield | Titchfield LED Trough 6 Metre 85 Watt |  | 4000850000100 | 84 | 86 | 17 | 0.98 |  |  |  |  | P | 2012-12-19 |  |  | Lamps
89 | Light Emitting Diodes (LEDs) |  | Portland Lighting | ECOLUX 6000MM |  | 4000890000100 | 88 | 94 | 31 | 0.94 |  |  |  |  | P | 2012-12-19 |  |  | Lamps
128 | LED Advertising Display Light | LED | Urbanstorm | ECOTECH 150W Rainstorm (Array of 5 ECOLED 12 LED strips) |  | 4001280000100 | 128 | 135 | 43 | 0.95 |  |  |  |  | P | 2009-02-11 |  |  | Lamps | 2012-02-15 | Made Permanent
130 | Light Emitting Diodes (LEDs) |  | Insight Sign Systems | Highlight MK4 BillBoard Light |  | 4001300000100 | 132 | 236 | 196 | 0.56 |  |  |  |  | P |  |  |  | Lamps
216 | Light Emitting Diodes | LED Bar Modules and power supply for outdoor advertising | Bright Green Technology Ltd | 10x1510mm + 10x1210mm + Power Supply |  | 4002160000100 | 218 | 230 | 75 | 0.95 |  |  |  |  | P | 2011-02-01 |  |  | Lamps
232 | LED light | LED | Way Forward Technologies | Way Forward T8 LED (Array of 10) | 4002320 | 4002320000100 | 232 | 239 | 57 | 0.97 |  |  |  |  | P | 2008-05-08 |  |  | Lamps
440 | LED | LED Array | Titchfield | Titchfield LED 30x72 Array |  | 4004400000100 | 439 | 464 | 150 | 0.95 |  |  |  |  | P | 2012-03-07 |  |  | Lamps
3 | LED Street Light | SunRay 10 | Low Energy Designs Ltd | SunRay 10 No illumination |  | 4100030000100 | 3 | 15 | 14 | 0.23 |  |  |  |  | P | 2009-06-23 | 2013-05-14 |  | Lamps |  | Superceded by 94 0003 0000 100
7 | LED Street Light | SUNFire 7 | Low Energy Designs Ltd | SUNFire 7 (No Power) |  | 4100070000100 | 7 | 14 | 11 | 0.55 |  |  |  |  | P | 2009-06-23 | 2013-05-14 |  | Lamps |  | Superceded by 94 0007 0000 100
7 | LED Street Light | SunBURST 8 | Low Energy Designs Ltd | SunBURST 8 No illumination |  | 4100070001100 | 7 | 13 | 11 | 0.55 |  |  |  |  | P | 2009-06-23 | 2013-05-14 |  | Lamps |  | Superceded by 94 0007 0000 100
11 | LED Street Light |  | Urbis Lighting | 8 LED BB Module |  | 4100110000100 | 11 | 13 | 6 | 0.87 |  |  |  |  | P | 2010-03-31 |  |  | Lamps
12 | LED Street Light | White High Power LED System | Indal WRTL Exterior Lighting Ltd | Stela Square/Long 10 LED 12W Cree XPG 250mA, Cool White Road Lighting Luminaire |  | 4100120000100 | 13 | 14 | 6 | 0.89 |  |  |  |  | P | 2011-03-01 |  |  | Lamps
12 | LED Street Lights |  | Indal WRTL Exterior Lighting Ltd | Stela 10 LED 12W Cree XPG 350mA Cool White 1-10V Dimmable Road Lighting Lumminaire (Dimmed 69% Circuit Watts) |  | 4100120001069 | 13 | 15 | 8 | 0.85 | 9 | 12 | 12 | 0.76 | P | 2012-04-18 |  | N/A | Lamps
12 | LED Street Lights |  | Indal WRTL Exterior Lighting Ltd | Stela 10 LED 12W Cree XPG 350mA Cool White 1-10V Dimmable Road Lighting Lumminaire |  | 4100120001100 | 13 | 15 | 8 | 0.85 |  |  |  |  | P | 2011-06-15 |  |  | Lamps
12 | LED Street Light |  | Advanced LEDS Ltd | Marlin 1000 LH 12W |  | 4100120002100 | 12 | 14 | 7 | 0.87 |  |  |  |  | P | 2011-06-06 |  |  | Lamps | 2012-08-01 | Date issued added 01/08/2012
14 | LED Lighting |  | Advanced LEDs Ltd | Clipper 14WEH |  | 4100140000100 | 15 | 18 | 9 | 0.86 |  |  |  |  | P | 2012-06-21 |  |  | Lamps
14 | LED Lighting |  | Advanced LEDs Ltd | Clipper 14WEH |  | 4100140000100 | 15 | 18 | 9 | 0.86 |  |  |  |  | P | 2012-06-21 |  |  | Lamps
14 | LED Street lights |  | Thorn-Europhane | StreetLED 350x12LED - Oxane 14W / - Isaro LED 14W |  | 4100140001100 | 14 | 18 | 12 | 0.77 |  |  |  |  | p | 2012-01-16 |  |  | Lamps
15 | LED Street Light | White High Power LED System | Indal WRTL Exterior Lighting Ltd | Stela Square 10 LED Cool-led / Directa Post Top Road Lighting Luminaire |  | 4100150000100 | 15 | 17 | 8 | 0.89 |  |  |  |  | P | 2008-11-28 |  |  | Lamps | 2012-02-15 | Made Permanent
15 | LED Street Lights |  | MBRM PTY LTD | 15W Screentech MBRM LED Street Lights |  | 4100150001100 | 19 | 22 | 11 | 0.87 |  |  |  |  | P | 2009-04-08 |  |  | Lamps
15 | LED Street Light | White High Power LED System | Indal WRTL Exterior Lighting Ltd | Stela Square/Long 12 LED 15W Cree XPG 350mA, Cool White Road Lighting Luminaire |  | 4100150002100 | 15 | 17 | 7 | 0.9 |  |  |  |  | P | 2011-03-01 |  |  | Lamps
15 | LED Street Lights |  | Indal WRTL Exterior Lighting Ltd | Stela 12 LED 15W Cree XPG 350mA Cool White 1-10V Dimmable Road Lighting Lumminaire (Dimmed 73% Circuit Watts) |  | 4100150003073 | 15 | 18 | 9 | 0.85 | 11 | 14 | 13 | 0.77 | P | 2012-04-18 |  | N/A | Lamps
15 | LED Street Lights |  | Indal WRTL Exterior Lighting Ltd | Stela 12 LED 15W Cree XPG 350mA Cool White 1-10V Dimmable Road Lighting Lumminaire |  | 4100150003100 | 15 | 18 | 9 | 0.85 |  |  |  |  | P | 2011-06-15 |  |  | Lamps
16 | LED Street Light |  | Urbis Lighting | Nano 1 -12 LED Luminaire |  | 4100160000100 | 16 | 17 | 6 | 0.93 |  |  |  |  | P | 2010-03-31 |  |  | Lamps
16 | LED | Fortimo LED Constant Light Output Xitanium 35W driver | Philips Lighting | Fortimo LED 1000lm 740 (4000K) Neutral White (Dimmed 53%) |  | 4100160001053 | 15 | 17 | 7 | 0.91 | 8 | 10 | 6 | 0.81 | P | 2011-04-06 |  |  | Lamps
16 | LED | Fortimo LED Constant Light Output Xitanium 35W driver | Philips Lighting | Fortimo LED 1000lm 740 (4000K) Neutral White |  | 4100160001100 | 15 | 17 | 7 | 0.91 |  |  |  |  | P | 2011-04-06 |  |  | Lamps
16 | LED Street Lights |  | Urbis Lighting | 16 LED LF 263mA Module V2 |  | 4100160002100 | 16 | 18 | 7 | 0.91 |  |  |  |  | P | 2013-02-20 |  |  | Lamps
16.4 | LED Street Light |  | Urbis Lighting | 16 LED LF 263mA Module V2 (59% Dimmed Circuit Watts) |  | 4100160003059 | 16 | 18 | 7 | 0.91 | 10 | 12 | 6 | 0.83 | P | 2013-03-20 |  |  | Lamps
16.4 | LED Street Light |  | Urbis Lighting | 16 LED LF 263mA Module V2 |  | 4100160003100 | 16 | 18 | 7 | 0.91 |  |  |  |  | P | 2013-03-20 |  |  | Lamps
17 | LED Street Light | White High Power LED System | Indal WRTL Exterior Lighting Ltd | Stela Square/Long 14 LED 17W Cree XPG 350mA, Cool White Road Lighting Luminaire |  | 4100170000100 | 17 | 19 | 9 | 0.89 |  |  |  |  | P | 2011-03-01 |  |  | Lamps
17 | LED | Fortimo LED Constant Light Output Xitanium 35W Driver | Philips Lighting | Fortimo LED 1100lm 730 (3000K) Warm White (Dimmed 47% Circuit Watts) |  | 4100170001047 | 17 | 18 | 7 | 0.91 | 8 | 10 | 6 | 0.8 | P | 2011-04-06 |  |  | Lamps
17 | LED | Fortimo LED Constant Light Output Xitanium 35W Driver | Philips Lighting | Fortimo LED 1100lm 730 (3000K) Warm White |  | 4100170001100 | 17 | 18 | 7 | 0.91 |  |  |  |  | P | 2011-04-06 |  |  | Lamps
17 | LED Street Lights |  | Indal WRTL Exterior Lighting Ltd | Stela 14 LED 17W Cree XPG 350mA Cool White 1-10V Dimmable Road Lighting Lumminaire (Dimmed 76% Circuit Watts) |  | 4100170002076 | 17 | 20 | 10 | 0.86 | 13 | 16 | 14 | 0.79 | P | 2012-04-18 |  | N/A | Lamps
17 | LED Street Lights |  | Indal WRTL Exterior Lighting Ltd | Stela 14 LED 17W Cree XPG 350mA Cool White 1-10V Dimmable Road Lighting Lumminaire |  | 4100170002100 | 17 | 20 | 10 | 0.86 |  |  |  |  | P | 2011-06-15 |  |  | Lamps
17 | LED Street Light |  | Advanced LEDS Ltd | Marlin 1000 LH 17W |  | 4100170003100 | 17 | 18 | 7 | 0.93 |  |  |  |  | P | 2011-06-06 |  |  | Lamps | 2012-08-01 | Date issued added 01/08/2012
17 | LED Street Lights |  | Philips Lighting | LEDGine 2.2 Jan 2013 Grn20 740 Neutral White, Grn21 657 Cool White |  | 4100170004100 | 17 | 21 | 12 | 0.8 |  |  |  |  | P | 2013-03-20 |  |  | Lamps
18 | LED Driver |  | Vision Engineering | 18W High Frequency LED PCB Drivers and array |  | 4100180000100 | 23 | 26 | 11 | 0.9 |  |  |  |  | P | 2011-08-30 |  |  | Lamps
19 | LED Street Lights |  | Indal WRTL Exterior Lighting Ltd | Stela 16 LED 19W Cree XPG 350mA Cool White 1-10V Dimmable Road Lighting Lumminaire (Dimmed 74% Circuit Watts) |  | 4100190000074 | 19 | 22 | 11 | 0.87 | 14 | 18 | 15 | 0.8 | P | 2012-04-18 |  | N/A | Lamps
19 | LED Street Lights |  | Indal WRTL Exterior Lighting Ltd | Stela 16 LED 19W Cree XPG 350mA Cool White 1-10V Dimmable Road Lighting Lumminaire |  | 4100190000100 | 19 | 22 | 11 | 0.87 |  |  |  |  | P | 2011-06-15 |  |  | Lamps
19 | LED Street Light |  | Philips Lighting | Mini LED Platform 16 Led Green Line Led Street 7 Driver |  | 4100190001100 | 19 | 22 | 11 | 0.87 |  |  |  |  | P | 2011-06-06 |  |  | Lamps | 2012-08-01 | Date issued added 01/08/2012
20 | LED Street Lights |  | Solutions LED | LED Street Star 20W |  | 4100200000100 | 18 | 22 | 12 | 0.83 |  |  |  |  | P | 2010-02-01 |  |  | Lamps
37 | LED Street Light |  | OrangeTek | TERRALED 36A (Reduced Operation 50% lux) (54% Full Circuit Watts) |  | 4100200001100 | 20 | 23 | 12 | 0.86 |  |  |  |  | P | 2011-12-01 |  |  | Lamps
20 | LED Street Lights |  | CU Phosco Lighting | P567A LED 4 - 350mA - HARVARD TWIN |  | 4100200002100 | 20 | 25 | 15 | 0.81 |  |  |  |  | P | 2013-01-16 |  |  | Lamps
20 | LED Street lights |  | Thorn-Europhane | StreetLED 500x12LED - Oxane 20W / - Isaro LED 20W |  | 4100200005100 | 21 | 23 | 11 | 0.88 |  |  |  |  | p | 2012-01-16 |  |  | Lamps
20 | LED street Light |  | OrangeTek | ARIALED 20 |  | 4100200006100 | 19 | 23 | 13 | 0.81 |  |  |  |  | P | 2013-03-20 |  |  | Lamps
20 | LED Street Lights |  | Ringdale UK Limited | ActiveLED 18w LED Security / Street / Pathway Light |  | 4100200007100 | 20.0204 | 22.1372 | 9.4467 | 0.90438 |  |  |  |  | P | 2013-02-20 |  | Lamps | Lamps
20 | LED Street Lights |  | GE | OKAPI LED/CG/1/20/40/C1/NA60 (60% Dimmed Circuit Watts) |  | 4100200008060 | 20 | 21 | 8 | 0.93 | 12 | 13 | 7 | 0.86 | P | 2013-05-15 |  |  | Lamps
20 | LED Street Lights |  | GE | OKAPI LED/CG/1/20/40/C1/NA60 |  | 4100200008100 | 20 | 21 | 8 | 0.93 |  |  |  |  | P | 2013-05-15 |  |  | Lamps
21 | LED Street Light | White High Power LED System | Indal WRTL Exterior Lighting Ltd | Stela Square 14 LED Cool-led / Directa Post Top Road Lighting Luminaire |  | 4100210000100 | 21 | 22 | 8 | 0.93 |  |  |  |  | P | 2008-11-28 |  |  | Lamps | 2012-02-15 | Made Permanent
21 | LED Module |  | Urbis Lighting | 16 LED Module |  | 4100210001100 | 21 | 25 | 14 | 0.84 |  |  |  |  | P | 2011-01-04 |  |  | Lamps
21 | LED Street Light | White High Power LED System | Indal WRTL Exterior Lighting Ltd | Stela Square/Long 18 LED 21W Cree XPG 350mA, Cool White Road Lighting Luminaire |  | 4100210002100 | 22 | 24 | 11 | 0.89 |  |  |  |  | P | 2011-03-01 |  |  | Lamps
21 | LED Street Lights |  | Indal WRTL Exterior Lighting Ltd | Stela 18 LED 21W Cree XPG 350mA Cool White 1-10V Dimmable Road Lighting Lumminaire (Dimmed 76% Circuit Watts) |  | 4100210003076 | 21 | 24 | 11 | 0.88 | 16 | 20 | 15 | 0.81 | P | 2012-04-18 |  | N/A | Lamps
21 | LED Street Lights |  | Indal WRTL Exterior Lighting Ltd | Stela 18 LED 21W Cree XPG 350mA Cool White 1-10V Dimmable Road Lighting Lumminaire |  | 4100210003100 | 21 | 24 | 11 | 0.88 |  |  |  |  | P | 2011-06-15 |  |  | Lamps
21 | LED Light |  | Zeta Controls Limited | 2D LIGHT, RETRO FIT COOL WHITE 640K (For Photocell Control Only) |  | 4100210004100 | 21 | 22 | 8 | 0.93 |  |  |  |  | P | 2011-07-20 |  |  | Lamps
21 | LED Street Lights |  | Urbis Lighting | 16 LED LF 350mA Module V2 (76% Dimmed Circuit Watts, 75% lumen) |  | 4100210005076 | 21 | 22 | 8 | 0.93 | 16 | 18 | 7 | 0.91 | P | 2013-02-20 |  |  | Lamps
21 | LED Street Lights |  | Urbis Lighting | 16 LED LF 350mA Module V2 |  | 4100210005100 | 21 | 22 | 8 | 0.93 |  |  |  |  | P | 2013-02-20 |  |  | Lamps
20.7 | LED Street Light |  | Urbis Lighting | 16 LED LF 350mA Module V2 (56% Dimmed Circuit Watts) |  | 4100210006056 | 21 | 22 | 8 | 0.93 | 28 | 30 | 9 | 0.95 | P | 2013-03-20 |  |  | Lamps
21 | LED Street Light |  | Urbis Schréder | 16 LED LF 350mA Module V2 (56% Dimmed Circuit Watts) |  | 4100210006056 | 21 | 22 | 8 | 0.93 | 12 | 14 | 7 | 0.87 | P | 2013-05-15 |  |  | Lamps | 2013-05-15 | Revision of original Charge Code, which had incorrect dimmed circuit watts
21 | LED Street Light |  | Urbis Lighting Limited | 16 LED LF 350mA Module V2 (56% Dimmed Circuit Watts) |  | 4100210006056 | 21 | 22 | 8 | 0.93 | 28 | 30 | 9 | 0.95 | P | 2013-03-20 | 2013-05-14 |  | Lamps | 2013-05-15 | Revised due to incorrect dimmed circuit watts
20.7 | LED Street Light |  | Urbis Lighting | 16 LED LF 350mA Module V2 |  | 4100210006100 | 21 | 22 | 8 | 0.93 |  |  |  |  | P | 2013-03-20 |  |  | Lamps
22 | LED Street Light |  | LED Roadway Lighting | Satellite Series 22W Model S24M |  | 4100220000100 | 22 | 29 | 20 | 0.74 |  |  |  |  | P | 2010-03-31 |  |  | Lamps
22 | LED Street Light | LED Module | Urbis Lighting | 16 LED BB Module |  | 4100220000100 | 22 | 25 | 13 | 0.87 |  |  |  |  | P | 2010-03-31 |  |  | Lamps | 2012-01-04 | Added Unit 2 Description and altered Manufacturer's Description at customer's request.
22 | LED Street Light |  | LED Roadway Lighting | Satellite Series 22W Model S24S |  | 4100220001100 | 21 | 25 | 13 | 0.85 |  |  |  |  | P | 2011-12-01 |  |  | Lamps
22 | LED Street Lights | Retrofit element for SOX lanterns | Ritherdon & Co Ltd | LED Street Light |  | 4100220002100 | 24 | 32 | 22 | 0.75 |  |  |  |  | P | 2012-05-16 |  |  | Lamps
22 | LED Street Light |  | LED Roadway Lighting | 22W CLO Dimming Model S24S (dimmed 52% circuit watts) |  | 4100220003052 | 20 | 21 | 6 | 0.96 | 11 | 11 | 5 | 0.92 | P | 2012-08-15 |  |  | Lamps |  | Added 16/08/2012
22 | LED Street Light |  | LED Roadway Lighting | 22W CLO Dimming Model S24S (dimmed 76% circuit watts) |  | 4100220003076 | 20 | 21 | 6 | 0.96 | 16 | 16 | 5 | 0.95 | P | 2012-08-15 |  |  | Lamps |  | Added 16/08/2012
22 | LED Lighting |  | Advanced LEDs Ltd | Clipper 22WEH |  | 4100220003100 | 22 | 24 | 8 | 0.94 |  |  |  |  | P | 2012-06-21 |  |  | Lamps
22 | LED Lighting |  | Advanced LEDs Ltd | Clipper 22WEH |  | 4100220003100 | 22 | 24 | 8 | 0.94 |  |  |  |  | P | 2012-06-21 |  |  | Lamps
22 | LED Street Lights |  | ASD Lighting | 18 LED Street and Flood Lighting |  | 4100220003100 | 22 | 23 | 6 | 0.96 |  |  |  |  | P | 2012-07-18 |  |  | Lamps
22 | LED Street Lights |  | ASD Lighting | 18 LED Street and Flood Lighting |  | 4100220003100 | 22 | 23 | 6 | 0.96 |  |  |  |  | P | 2012-07-18 |  |  | Lamps
22 | LED Street Light |  | LED Roadway Lighting | 22W CLO Dimming Model S24S (full power) |  | 4100220003100 | 20 | 21 | 6 | 0.96 |  |  |  |  | P | 2012-08-15 |  |  | Lamps |  | Added 16/08/2012
23 | LED Module |  | Urbis Lighting | 18 LED Module |  | 4100230000100 | 23 | 27 |  | 0.78 |  |  |  |  | P | 2011-01-04 |  |  | Lamps
23 | LED Street Lights |  | Indal WRTL Exterior Lighting Ltd | Stela Long 20 LED 23W Cree XPG 350mA Cool White 1-10V Dimmable Road Lighting Lumminaire (Dimmed 75% Circuit Watts) |  | 4100230001075 | 24 | 26 | 12 | 0.89 | 18 | 21 | 16 | 0.82 | P | 2012-04-18 |  | N/A | Lamps
23 | LED Street Lights |  | Indal WRTL Exterior Lighting Ltd | Stela Long 20 LED 23W Cree XPG 350mA Cool White 1-10V Dimmable Road Lighting Lumminaire |  | 4100230001100 | 24 | 26 | 12 | 0.89 |  |  |  |  | P | 2011-06-15 |  |  | Lamps
23 | LED Street Lighting |  | ASD Lighting | Model HWL/BLED18 |  | 4100230002100 | 23 | 24 | 8 | 0.95 |  |  |  |  | P | 2011-07-20 |  |  | Lamps
23 | LED Street Lights |  | CU Phosco Lighting | P567A LED 8 200mA 23W V2 |  | 4100230003100 | 23 | 28 | 15 | 0.84 |  |  |  |  | P | 2013-05-15 |  |  | Lamps
24 | LED Street Light |  | Innolumis | Innolumis LUMIS-LED 24ES (complete luminaire including driver v6) |  | 4100240000100 | 29 | 36 | 21 | 0.81 |  |  |  |  | P | 2008-11-11 |  |  | Lamps
24 | LED | Fortimo LED Constant Light output Xitanium 35W driver | Philips Lighting | Fortimo LED 1800lm 740 (4000K) Neutral White(Dimmed 54% Full Circuit Watts) |  | 4100240001054 | 24 | 25 | 8 | 0.95 | 13 | 14 | 7 | 0.89 | P | 2011-04-06 |  |  | Lamps
24 | LED | Fortimo LED Constant Light output Xitanium 35W driver | Philips Lighting | Fortimo LED 1800lm 740 (4000K) Neutral White |  | 4100240001100 | 24 | 25 | 8 | 0.95 |  |  |  |  | P | 2011-04-06 |  |  | Lamps
24 | LED Street Lights |  | Carbon Reduction Technology LTD | 16 LED Lighting Module |  | 4100240002100 | 24 | 26 | 10 | 0.93 |  |  |  |  | P | 2011-05-18 |  |  | Lamps
24 | LED Street Light |  | Advanced LEDS Ltd | Marlin 1000 LH 24W |  | 4100240003100 | 24 | 25 | 7 | 0.95 |  |  |  |  | P | 2011-06-06 |  |  | Lamps | 2012-08-01 | Date issued added 01/08/2012
25 | LED Street Lights |  | Solutions LED | LED 25W Courtyard Lamp |  | 4100250000100 | 27 | 28 | 9 | 0.95 |  |  |  |  | P | 2010-02-01 |  |  | Lamps
25 | LED Street Lights |  | Indal WRTL Exterior Lighting Ltd | Stela Long 22 LED 25W Cree XPG 350mA Cool White 1-10V Dimmable Road Lighting Lumminaire (Dimmed 73% Circuit watts) |  | 4100250001073 | 26 | 29 | 12 | 0.9 | 19 | 23 | 16 | 0.83 | P | 2012-04-18 |  | N/A | Lamps
25 | LED Street Lights |  | Indal WRTL Exterior Lighting Ltd | Stela Long 22 LED 25W Cree XPG 350mA Cool White 1-10V Dimmable Road Lighting Lumminaire |  | 4100250001100 | 26 | 29 | 12 | 0.9 |  |  |  |  | P | 2011-06-15 |  |  | Lamps
25 | LED Street light |  | Dialight | Street Sense L12596 |  | 4100250002100 | 25 | 29 | 15 | 0.86 |  |  |  |  | P | 2012-04-18 |  |  | Lamps
25 | LED Street Lights |  | Philips Lighting | LEDGine 2.2 Jan 2013 ECO28 740 Neutral White, ECO30 657 Cool White |  | 4100250003100 | 25 | 29 | 15 | 0.85 |  |  |  |  | P | 2013-04-17 |  |  | Lamps
25 | LED Street Lights |  | Holophane Europe ltd | FTS.L024 40W Driver (350mA) |  | 4100250004100 | 24 | 27 | 11 | 0.91 |  |  |  |  | P | 2013-06-19 |  |  | Lamps
26 | LED Street Lights |  | Philips Lighting | LEDGine 16 LED Green Line |  | 4100260000100 | 26 | 28 | 8 | 0.94 |  |  |  |  | P | 2010-06-01 |  |  | Lamps
26 | LED Module |  | Urbis Lighting | 20 LED Module |  | 4100260001100 | 26 | 31 |  | 0.83 |  |  |  |  | P | 2011-01-04 |  |  | Lamps
26 | LED | Fortimo LED Constant Light Output Xitanium 35W driver | Philips Lighting | Fortimo LED 1800lm 730 (3000K) warm White(Dimmed 46% of Full Circuit Watts) |  | 4100260002046 | 26 | 27 | 8 | 0.96 | 12 | 16 | 7 | 0.88 | P | 2011-04-06 |  |  | Lamps
26 | LED | Fortimo LED Constant Light Output Xitanium 35W driver | Philips Lighting | Fortimo LED 1800lm 730 (3000K) warm White |  | 4100260002100 | 26 | 27 | 8 | 0.96 |  |  |  |  | P | 2011-04-06 |  |  | Lamps
37 | LED Street Light |  | OrangeTek | TERRALED 36A (Reduced Operation 65% lux) (70% Full Circuit Watts) |  | 4100260003100 | 26 | 28 | 12 | 0.91 |  |  |  |  | P | 2011-12-01 |  |  | Lamps
26 | LED Lighting |  | Advanced LEDs Ltd | Clipper 26WEH |  | 4100260004100 | 27 | 28 | 7 | 0.96 |  |  |  |  | P | 2012-06-21 |  |  | Lamps
26 | LED Lighting |  | Advanced LEDs Ltd | Clipper 26WEH |  | 4100260004100 | 27 | 28 | 7 | 0.96 |  |  |  |  | P | 2012-06-21 |  |  | Lamps
26 | LED Street Lights |  | Philips Lighting | LEDGine 2.2 Jan 2013 Grn20 740 Neutral White, Grn21 657 Cool White |  | 4100260005100 | 26 | 32 | 19 | 0.81 |  |  |  |  | p | 2013-03-20 |  |  | Lamps
27 | LED Street Light | White High Power LED System | Indal WRTL Exterior Lighting Ltd | Stela Square 18 LED Cool-led / Directa Post Top Road Lighting Luminaire |  | 4100270000100 | 27 | 28 | 8 | 0.97 |  |  |  |  | P | 2008-11-28 |  |  | Lamps | 2012-02-15 | Made Permanent
27 | LED Street Light |  | OrangeTek | TERRALED 24A (Dimmed 50% lux) (52% Full Circuit Watts) |  | 4100270001052 | 27 | 29 | 9 | 0.94 | 14 | 19 | 12 | 0.78 | P | 2011-12-01 |  |  | Lamps
27 | LED Street Light |  | OrangeTek | TERRALED 24A (Dimmed 65% lux) (67 %Full Circuit Watts) |  | 4100270001067 | 27 | 29 | 9 | 0.94 | 18 | 22 | 12 | 0.83 | P | 2011-12-01 |  |  | Lamps
27 | LED Street Light |  | OrangeTek | TERRALED 24A |  | 4100270001100 | 27 | 29 | 9 | 0.94 |  |  |  |  | P | 2011-01-04 |  |  | Lamps
27 | LED Street Light |  | OrangeTek | TERRALED 24A (Reduced Operation 65% lux) (67% Full Circuit Watts) |  | 4100270002100 | 18 | 22 | 12 | 0.83 |  |  |  |  | P | 2011-12-01 |  |  | Lamps
27 | LED Street Light |  | OrangeTek | TERRALED 24A (Reduced Operation 50% lux) (52% Full Circuit Watts) |  | 4100270003100 | 14 | 19 | 12 | 0.78 |  |  |  |  | P | 2011-12-01 |  |  | Lamps
27 | LED Street lights |  | Thorn-Europhane | StreetLED 350x24LED - Oxane 27W/Isaro LED 27W |  | 4100270004100 | 31 | 37 | 20 | 0.85 |  |  |  |  | p | 2012-01-16 |  |  | Lamps
28 | LED Street Light |  | LED Roadway Lighting | Satellite Series 28W Model S24M |  | 4100280000100 | 27 | 34 | 19 | 0.82 |  |  |  |  | P | 2010-03-31 |  |  | Lamps
28 | LED Street Lights | Constant Light Output | Philips Lighting | Fortimo LED 1800 Lumens 3000K Warm White |  | 4100280001100 | 29 | 30 | 8 | 0.96 |  |  |  |  | P | 2010-08-05 |  |  | Lamps
28 | LED Street Lights | Constant Light Output | Philips Lighting | Fortimo LED 1800 Lumens 4000K Neutral White |  | 4100280002100 | 27 | 28 | 8 | 0.96 |  |  |  |  | P | 2010-08-05 |  |  | Lamps
28 | LED Module |  | Urbis Lighting | 22 LED Module |  | 4100280003100 | 28 | 33 |  | 0.85 |  |  |  |  | P | 2011-01-04 |  |  | Lamps
28 | LED Street Lights |  | Indal WRTL Exterior Lighting Ltd | Stela Long 24 LED 28W Cree XPG 350mA Cool White 1-10V Dimmable Road Lighting Lumminaire (Dimmed 75% Circuit Watts) |  | 4100280004075 | 28 | 31 | 13 | 0.91 | 21 | 25 | 17 | 0.84 | P | 2012-04-18 |  | N/A | Lamps
28 | LED Street Lights |  | Indal WRTL Exterior Lighting Ltd | Stela Long 24 LED 28W Cree XPG 350mA Cool White 1-10V Dimmable Road Lighting Lumminaire |  | 4100280004100 | 28 | 31 | 13 | 0.91 |  |  |  |  | P | 2011-06-15 |  |  | Lamps
28 | LED Street Light |  | Advanced LEDS Ltd | Marlin 2000 LH 28W |  | 4100280005100 | 29 | 32 | 15 | 0.89 |  |  |  |  | P | 2011-06-06 |  |  | Lamps | 2012-08-01 | Date issued added 01/08/2012
28 | LED Street Light |  | Philips Lighting | Mini LED Platform 24 Led Green Line Led Street 7 Driver |  | 4100280006100 | 27 | 30 | 13 | 0.91 |  |  |  |  | P | 2011-06-06 |  |  | Lamps | 2012-08-01 | Date issued added 01/08/2012
28 | LED Street Lights |  | Thorn-Europhane | Oxane 28W |  | 4100280007100 | 30 | 33 | 14 | 0.9 |  |  |  |  | P | 2012-03-07 |  |  | Lamps
28 | LED Street lights |  | Thorn-Europhane | Oxane 28W |  | 4100280008100 | 29 | 33 | 14 | 0.9 |  |  |  |  | P | 2012-04-18 |  |  | Lamps
28 | LED Street Light |  | LED Roadway Lighting | Satellite Series 28W CLO Dimming Model S24S (Dimmed 51% circuit watts) |  | 4100280009051 | 25 | 26 | 7 | 0.97 | 13 | 14 | 5 | 0.93 | P | 2012-08-15 |  |  | Lamps |  | Added 16/08/2012
28 | LED Street Light |  | LED Roadway Lighting | Satellite Series 28W CLO Dimming Model S24S (Dimmed 76% circuit watts) |  | 4100280009076 | 25 | 26 | 7 | 0.97 | 19 | 20 | 6 | 0.96 | P | 2012-08-15 |  |  | Lamps |  | Added 16/08/2012
28 | LED Street Light |  | LED Roadway Lighting | Satellite Series 28W CLO Dimming Model S24S (full power) |  | 4100280009100 | 25 | 26 | 7 | 0.97 |  |  |  |  | P | 2012-08-15 |  |  | Lamps |  | Added 16/08/2012
28 | LED Street Light |  | LED Roadway Lighting | Satellite Series 28W Model S24S |  | 4100280010100 | 26 | 30 | 13 | 0.89 |  |  |  |  | P | 2011-12-01 |  | N/A | Lamps | 2012-08-01 | Unique Identifier incremented due to duplication
28 | LED Street Light |  | Philips Lighting | Mini LED Platform 16 Led Eco Line Led Street 7 Driver |  | 4100280011100 | 28 | 31 | 13 | 0.9 |  |  |  |  | P | 2011-06-06 |  |  | Lamps | 2012-08-01 | Date issued added 01/08/2012. 'Old Charge Code' changed to 'New Charge Code' due to duplication error.
28 | LED Street lights |  | Thorn-Europhane | StreetLED 700x12LED - Oxane 28W / - Isaro LED 28W / - Dyana LED700 28W |  | 4100280012100 | 29 | 33 | 14 | 0.9 |  |  |  |  | p | 2012-01-16 |  |  | Lamps
28.3 | LED Street Light |  | Urbis Lighting | 16 LED LF 500mA Module V2 |  | 4100280013100 | 28 | 30 | 9 | 0.95 |  |  |  |  | P | 2013-03-20 |  |  | Lamps
28 | LED Street Lights |  | CU Phosco Lighting | P567A LED 8 250mA 28W V2 |  | 4100280014100 | 28 | 32 | 15 | 0.88 |  |  |  |  | P | 2013-05-15 |  |  | Lamps
28 | LED Street Light |  | Philips Lighting | Mini LED Platform 24 Led Green Line Led Street 7 Driver |  | 4100286000100 | 27 | 30 | 13 | 0.91 |  |  |  |  | P | 2012-08-15 |  |  | Lamps |  | Added 16/08/2012
29 | LED Street Light | White High Power LED System | Indal WRTL Exterior Lighting Ltd | Stela Long/Wide 24 LED 29W Cree XPG 350mA, Cool White Road Lighting Luminaire |  | 4100290000100 | 30 | 33 | 15 | 0.89 |  |  |  |  | P | 2011-03-01 |  |  | Lamps
29 | LED Street Lights |  | Philips Lighting | LEDGine GRN31 Cool White 5700K 657 |  | 4100290001100 | 29 | 34 | 19 | 0.84 |  |  |  |  | P | 2012-05-16 |  |  | Lamps
29 | LED Street Lights |  | Philips Lighting | LEDGine GRN29 Neutral White 4000K 740 |  | 4100290002100 | 29 | 34 | 19 | 0.84 |  |  |  |  | P | 2012-05-16 |  |  | Lamps
29 | LED Street Lights |  | Philips Lighting | LEDGine GRN24 Warm White 3000k 830 |  | 4100290003100 | 29 | 34 | 19 | 0.84 |  |  |  |  | P | 2012-05-16 |  |  | Lamps
29 | LED Street Lights |  | CU Phosco Lighting | P567A LED 6 - 350mA - HARVARD TWIN |  | 4100290004100 | 28 | 32 | 15 | 0.89 |  |  |  |  | P | 2013-01-16 |  |  | Lamps
29 | LED Street Lights |  | Urbis Lighting | 24 LED LF 350mA Module V2 (55% Dimmed Circuit Watts - 50% lumen) |  | 4100290005055 | 29 | 30 | 9 | 0.95 | 16 | 18 | 8 | 0.9 | P | 2013-02-20 |  |  | Lamps
29 | LED Street Lights |  | Urbis Schréder | 24 LED LF Module V2 (dimmed 76%) |  | 4100290005076 | 29 | 30 | 9 | 0.95 | 22 | 24 | 8 | 0.94 | P |  |  |  | Lamps
29 | LED Street Lights |  | Urbis Lighting | 24 LED LF 350mA Module V2 |  | 4100290005100 | 29 | 30 | 9 | 0.95 |  |  |  |  | P | 2013-02-20 |  |  | Lamps
30 | LED Street Lights |  | MBRM PTY LTD | 30W Screentech MBRM LED Street Lights |  | 4100300000100 | 37 | 49 | 32 | 0.76 |  |  |  |  | P | 2009-04-08 |  |  | Lamps
30 | LED Street Lights |  | Philips Lighting | BPP 407/2 UrbanLine LED 2 Luminaire |  | 4100300000100 | 31 | 34 | 14 | 0.91 |  |  |  |  | Superseded by 41 0030 0002 100 | 2009-12-01 | 2010-11-02 |  | Lamps
30 | LED Street Light |  | Advanced LEDs Ltd | 30 Watt Marlin 1000 Luminaire |  | 4100300001100 | 31 | 34 | 16 | 0.89 |  |  |  |  | P | 2010-08-05 |  |  | Lamps
30 | LED Street Lights |  | Philips Lighting | BPP 407/2 UrbanLine LED 2 Luminaire |  | 4100300002100 | 31 | 34 | 14 | 0.91 |  |  |  |  | P | 2010-11-02 |  |  | Lamps
30 | LED Module |  | Urbis Lighting | 24 LED Module |  | 4100300003100 | 30 | 35 | 18 | 0.85 |  |  |  |  | P | 2011-01-04 |  |  | Lamps
30 | LED Street Lights |  | DW Windsor | DWW LED Engine Twin Module |  | 4100300004100 | 30 | 33 | 14 | 0.91 |  |  |  |  | P | 2011-06-06 |  |  | Lamps | 2012-08-01 | Date issued added 01/08/2012
30 | LED Street Lights |  | DW Windsor | DWW LED Engine Single Module - 350mA |  | 4100300005050 | 30 | 31 | 7 | 0.97 | 15 | 16 | 6 | 0.92 | P | 2012-03-07 |  |  | Lamps
30 | LED Street Lights |  | DW Windsor | DWW LED Engine Single Module - 500mA |  | 4100300005073 | 30 | 31 | 7 | 0.97 | 22 | 23 | 7 | 0.95 | P | 2012-03-07 |  |  | Lamps
30 | LED Street Lights |  | DW Windsor | DWW LED Engine Single Module - 700mA |  | 4100300005100 | 30 | 31 | 7 | 0.97 |  |  |  |  | P | 2012-03-07 |  |  | Lamps
30 | LED Street Lights |  | DW Winsdor | Morano LED II - 2x350mA |  | 4100300006100 | 30 | 33 | 14 | 0.91 |  |  |  |  | P | 2012-06-21 |  |  | Lamps
30 | LED Lighting |  | Advanced LEDs Ltd | Clipper 30WEH |  | 4100300006100 | 31 | 32 | 8 | 0.97 |  |  |  |  | P | 2012-06-21 |  |  | Lamps
30 | LED Street Light |  | Electrical Express | EE30WSLLA LED Street Light |  | 4100300007100 | 26 | 30 | 14 | 0.88 |  |  |  |  | P | 2011-12-01 |  | N/A | Lamps | 2012-08-01 | Unique Identifier incremented due to duplication
30 | LED Street Lights |  | Electrical Express | Zion Dimmable Street Lantern (50% Dimmed Circuit Watts) |  | 4100300008050 | 32 | 33 | 9 | 0.96 | 16 | 17 | 5 | 0.96 | P | 2012-07-18 |  |  | Lamps | 2012-08-01 | Unique Identifier incremented due to duplication
30 | LED Street Lights |  | Electrical Express | Zion Dimmable Street Lantern |  | 4100300008100 | 32 | 33 | 9 | 0.96 |  |  |  |  | P | 2012-07-18 |  |  | Lamps |  | Unique Identifier incremented due to duplication
30 | LED street Light |  | OrangeTek | ARIALED 30 |  | 4100300009100 | 28 | 31 | 13 | 0.91 |  |  |  |  | p | 2013-03-20 |  |  | Lamps
30 | LED Street Lights |  | GE | OKAPI LED/CG/1/30/40/C1/NA60 (57% Dimmed Circuit Watts) |  | 4100300012057 | 30 | 31 | 9 | 0.96 | 17 | 19 | 8 | 0.91 | P | 2013-05-15 |  |  | Lamps
30 | LED Street Lights |  | GE | OKAPI LED/CG/1/30/40/C1/NA60 |  | 4100300012100 | 30 | 31 | 9 | 0.96 |  |  |  |  | P | 2013-05-15 |  |  | Lamps
31 | LED Street Light |  | Philips Lighting | BGS451 24 No Warm White LED Road Lighting Luminaire |  | 4100310000100 | 29 | 32 | 13 | 0.91 |  |  |  |  | P | 2010-03-31 |  |  | Lamps
32 | LED Street Lights |  | Philips Lighting | LEDGine 24 LED Green Line |  | 4100320000100 | 32 | 34 | 12 | 0.93 |  |  |  |  | P | 2010-06-01 |  |  | Lamps
32 | LED Street Lights |  | Indal WRTL Exterior Lighting Ltd | Stela Long 28 LED 32W Cree XPG 350mA Cool White 1-10V Dimmable Road Lighting Lumminaire (Dimmed 73% Circuit Watts) |  | 4100320001073 | 33 | 35 | 13 | 0.92 | 24 | 28 | 17 | 0.85 | P | 2012-04-18 |  | N/A | Lamps
32 | LED Street Lights |  | Indal WRTL Exterior Lighting Ltd | Stela Long 28 LED 32W Cree XPG 350mA Cool White 1-10V Dimmable Road Lighting Lumminaire |  | 4100320001100 | 33 | 35 | 13 | 0.92 |  |  |  |  | P | 2011-06-15 |  |  | Lamps
32 | LED Street Lights |  | Philips Lighting | LEDGine 2.2 Jan 2013 Grn39 740 Neutral White, Grn42 657 Cool White |  | 4100320002100 | 32 | 37 | 18 | 0.87 |  |  |  |  | P | 2013-03-20 |  |  | Lamps
32 | LED Street Lights |  | CU Phosco Lighting | P567A LED 8 300mA 32W V2 |  | 4100320003100 | 32 | 36 | 16 | 0.9 |  |  |  |  | P | 2013-05-15 |  |  | Lamps
33 | LED Module |  | Urbis Lighting | 26 LED Module |  | 4100330000100 | 33 | 37 |  | 0.89 |  |  |  |  | P | 2011-01-04 |  |  | Lamps
33 | LED Street Lights |  | Low Energy Designs | Phoenix 3 |  | 4100330005100 | 33 | 35 | 11 | 0.95 |  |  |  |  | P | 2013-06-19 |  |  | Lamps
34 | LED Street Light | White High Power LED System | Indal WRTL Exterior Lighting Ltd | Stela Long/Wide 28 LED 34W Cree XPG 350mA, Cool White Road Lighting Luminaire |  | 4100340000100 | 32 | 34 | 11 | 0.94 |  |  |  |  | P | 2011-03-01 |  |  | Lamps
35 | LED Street Lights |  | Solutions LED | LED Street Star 35W |  | 4100350000100 | 32 | 36 | 18 | 0.87 |  |  |  |  | P | 2010-02-01 |  |  | Lamps
35 | LED Street Light |  | Advanced LEDs Ltd | 35 Watt Marlin 1000 Luminaire |  | 4100350001100 | 36 | 40 | 17 | 0.91 |  |  |  |  | P | 2010-08-05 |  |  | Lamps
35 | LED Module |  | Urbis Lighting | 28 LED Module |  | 4100350002100 | 35 | 39 |  | 0.91 |  |  |  |  | P | 2011-01-04 |  |  | Lamps
35 | LED Street Lights |  | Indal WRTL Exterior Lighting Ltd | Stela Long 30 LED 35W Cree XPG 350mA Cool White 1-10V Dimmable Road Lighting Lumminaire (Dimmed 74% Circuit Watts) |  | 4100350003074 | 34 | 36 | 13 | 0.94 | 25 | 29 | 16 | 0.83 | P | 2012-04-18 |  | N/A | Lamps
35 | LED Street Lights |  | Indal WRTL Exterior Lighting Ltd | Stela Long 30 LED 35W Cree XPG 350mA Cool White 1-10V Dimmable Road Lighting Lumminaire |  | 4100350003100 | 34 | 36 | 13 | 0.94 |  |  |  |  | P | 2011-06-15 |  |  | Lamps
35 | LED Street Light |  | Advanced LEDS Ltd | Marlin 1000 LH 35W |  | 4100350004100 | 35 | 36 | 8 | 0.97 |  |  |  |  | P | 2011-06-06 |  |  | Lamps | 2012-08-01 | Date issued added 01/08/2012
35 | LED Street Light |  | PLM Illumination | Exterior Street Luminaire - LSL30 Sreet Light |  | 4100350005100 | 36 | 38 | 13 | 0.94 |  |  |  |  | P | 2012-08-15 |  |  | Lamps |  | Added 16/08/2012
36 | LED Street Light |  | Innolumis | Innolumis LUMIS-LED 36ES (complete luminaire including driver v6) |  | 4100360000100 | 43 | 49 | 23 | 0.88 |  |  |  |  | P | 2008-11-11 |  |  | Lamps
36 | LED Driver |  | Vision Engineering | 36W High Frequency LED PCB Drivers and array |  | 4100360001100 | 37 | 41 | 18 | 0.9 |  |  |  |  | P | 2011-08-30 |  |  | Lamps
36 | LED STREET LIGHT LUMINAIRE | 36W LEDgend | Holophane Europe | 36W LEDG |  | 4100360002100 | 45 | 50 | 22 | 0.9 |  |  |  |  | P | 2011-06-06 |  |  | Lamps | 2012-08-01 | Date issued added 01/08/2012
36 | LED Street Light |  | Holophane Europe | Factor 30 leds 75W (23% Dimmed circuit watts) |  | 4100360003023 | 35 | 39 | 17 | 0.9 | 8 | 20 | 18 | 0.41 | P | 2012-09-19 |  |  | Lamps
36 | LED Street Light |  | Holophane Europe | Factor 30 leds 75W (42% Dimmed circuit watts) |  | 4100360003042 | 35 | 39 | 17 | 0.9 | 15 | 22 | 16 | 0.69 | P | 2012-09-19 |  |  | Lamps
36 | LED Street Lights |  | LED Roadway Lighting | Satellite Series 36W CLO Dimming Model S24S (51% Dimmed circuit watts) |  | 4100360003051 | 32 | 33 | 7 | 0.98 | 16 | 17 | 5 | 0.95 | P | 2012-09-19 |  |  | Lamps
36 | LED Street Light |  | Holophane Europe | Factor 30 leds 75W (52% Dimmed circuit watts) |  | 4100360003052 | 35 | 39 | 17 | 0.9 | 18 | 24 | 16 | 0.76 | P | 2012-09-19 |  |  | Lamps
36 | LED Street Light |  | Holophane Europe | Factor 30 leds 75W (60% Dimmed circuit watts) |  | 4100360003060 | 35 | 39 | 17 | 0.9 | 21 | 27 | 16 | 0.8 | P | 2012-09-19 |  |  | Lamps
36 | LED Street Light |  | Holophane Europe | Factor 30 leds 75W (67% Dimmed circuit watts) |  | 4100360003067 | 35 | 39 | 17 | 0.9 | 24 | 29 | 16 | 0.83 | P | 2012-09-19 |  |  | Lamps
36 | LED Street Light |  | Holophane Europe | Factor 30 leds 75W (75% Dimmed circuit watts) |  | 4100360003075 | 35 | 39 | 17 | 0.9 | 26 | 31 | 16 | 0.85 | P | 2012-09-19 |  |  | Lamps
36 | LED Street Lights |  | LED Roadway Lighting | Satellite Series 36W CLO Dimming Model S24S (76% Dimmed circuit watts) |  | 4100360003076 | 32 | 33 | 7 | 0.98 | 24 | 25 | 6 | 0.97 | P | 2012-09-19 |  |  | Lamps
36 | LED Street Light |  | Holophane Europe | Factor 30 leds 75W (85% Dimmed circuit watts) |  | 4100360003085 | 35 | 39 | 17 | 0.9 | 30 | 34 | 17 | 0.88 | P | 2012-09-19 |  |  | Lamps
36 | LED Street Light |  | Holophane Europe | Factor 30 leds 75W |  | 4100360003100 | 35 | 39 | 17 | 0.9 |  |  |  |  | P | 2012-09-19 |  |  | Lamps
36 | LED Street Lights |  | LED Roadway Lighting | Satellite Series 36W CLO Dimming Model S24S |  | 4100360004100 | 32 | 33 | 7 | 0.98 |  |  |  |  | P | 2012-09-19 |  |  | Lamps
36 | LED Street Lights |  | LED Roadway Lighting | Satellite Series 36W Model S24S |  | 4100360005100 | 36 | 39 | 15 | 0.92 |  |  |  |  | P |  |  |  | Lamps
37 | LED Street Lights |  | Philips Lighting | LEDGine 32 LED Green Line |  | 4100370000100 | 37 | 41 | 18 | 0.9 |  |  |  |  | P | 2010-06-01 |  |  | Lamps
37 | LED Module |  | Urbis Lighting | 30 LED Module |  | 4100370001100 | 37 | 40 |  | 0.92 |  |  |  |  | P | 2011-01-04 |  |  | Lamps
37 | LED Street Light | White High Power LED System | Indal WRTL Exterior Lighting Ltd | Stela Long/Wide 30 LED 37W Cree XPG 350mA, Cool White Road Lighting Luminaire |  | 4100370002100 | 38 | 43 | 20 | 0.89 |  |  |  |  | P | 2011-03-01 |  |  | Lamps
37 | LED Street Light |  | OrangeTek | TERRALED 36A (Dimmed 50% lux) (54% Full Circuit Watts) |  | 4100370003054 | 37 | 39 | 11 | 0.96 | 20 | 23 | 12 | 0.86 | P | 2011-12-01 |  |  | Lamps
37 | LED Street Light |  | OrangeTek | TERRALED 36A (Dimmed 65% lux) (70 %Full Circuit Watts) |  | 4100370003070 | 37 | 39 | 11 | 0.96 | 26 | 28 | 12 | 0.91 | P | 2011-12-01 |  |  | Lamps
37 | LED Street Lights |  | OrangeTek | TERRALED 36A |  | 4100370003100 | 37 | 39 | 11 | 0.96 |  |  |  |  | P | 2011-05-18 |  |  | Lamps
37 | LED Street Light |  | Advanced LEDS Ltd | Marlin 1000 CT 35W |  | 4100370004100 | 40 | 41 | 9 | 0.98 |  |  |  |  | P | 2011-06-06 |  |  | Lamps | 2012-08-01 | Date issued added 01/08/2012
37 | LED Street Lights |  | Philips Lighting | LEDGine GRN42 Cool White 5700K 657 |  | 4100370005100 | 37 | 41 | 18 | 0.9 |  |  |  |  | P | 2012-05-16 |  |  | Lamps
37 | LED Street Lights |  | Philips Lighting | LEDGine GRN39 Neutral White 4000K 740 |  | 4100370006100 | 37 | 41 | 18 | 0.9 |  |  |  |  | P | 2012-05-16 |  |  | Lamps
37 | LED Street Lights |  | Philips Lighting | LEDGine GRN32 Warm White 3000k 830 |  | 4100370007100 | 37 | 41 | 18 | 0.9 |  |  |  |  | P | 2012-05-16 |  |  | Lamps
37 | LED Street Lights |  | CU Phosco Lighting | P567A LED 8 - 350mA - HARVARD TWIN |  | 4100370008100 | 37 | 39 | 15 | 0.93 |  |  |  |  | P | 2013-01-16 |  |  | Lamps
37.1 | LED Street Light |  | Urbis Lighting | 32 LED LF 350mA Module V2(54% Dimmed Circuit Watts) |  | 4100370009054 | 38 | 37 | 9 | 0.97 | 20 | 21 | 8 | 0.93 | P | 2013-03-20 |  |  | Lamps
37 | LED Street Lights |  | Urbis Schréder | 32 LED LF Module V2 (dimmed 76%) |  | 4100370009076 | 37 | 38 | 9 | 0.97 | 28 | 30 | 9 | 0.95 | P |  |  |  | Lamps
37.1 | LED Street Light |  | Urbis Lighting | 32 LED LF 350mA Module V2 |  | 4100370009100 | 38 | 37 | 9 | 0.97 |  |  |  |  | P | 2013-03-20 |  |  | Lamps
37 | LED Street Lights |  | Philips Lighting | LEDGine 2.2 Jan 2013 ECO42 740 Neutral White, ECO45 657 Cool White |  | 4100370010100 | 37 | 44 | 23 | 0.85 |  |  |  |  | P | 2013-04-17 |  |  | Lamps
37 | LED Street Lights |  | CU Phosco Lighting | P567A LED 8 350mA 37W V2 |  | 4100370011100 | 37 | 40 | 16 | 0.91 |  |  |  |  | P | 2013-05-15 |  |  | Lamps
37 | LED Street Lights |  | Holophane Europe ltd | FTS.L034 75W Driver (525mA) |  | 4100370012100 | 37 | 40 | 16 | 0.92 |  |  |  |  | P | 2013-06-19 |  |  | Lamps
37 | LED Street Lights |  | Holophane Europe ltd | FTS.L034 40W Driver (525mA) |  | 4100370013100 | 36 | 38 | 12 | 0.95 |  |  |  |  | P | 2013-06-19 |  |  | Lamps
38 | LED Street Lights |  | Indal WRTL Exterior Lighting Ltd | Stela Wide 32 LED 38W Cree XPG 350mA Cool White 1-10V Dimmable Road Lighting Lumminaire (Dimmed 74% Circuit Watts) |  | 4100380000074 | 38 | 44 | 22 | 0.87 | 28 | 36 | 29 | 0.8 | P | 2012-04-18 |  | N/A | Lamps
38 | LED Street Lights |  | Indal WRTL Exterior Lighting Ltd | Stela Wide 32 LED 38W Cree XPG 350mA Cool White 1-10V Dimmable Road Lighting Lumminaire |  | 4100380000100 | 38 | 44 | 22 | 0.87 |  |  |  |  | P | 2011-06-15 |  |  | Lamps
38 | LED Street Lights |  | Philips Lighting | LEDGine ECO45 Cool White 5700K 657/LEDGine ECO42 Neutral White 4000K 740 |  | 4100380001100 | 38 | 44 | 22 | 0.87 |  |  |  |  | P | 2012-06-21 |  |  | Lamps
38 | LED Street lights |  | Thorn-Europhane | StreetLED 500x24LED - Oxane 38W / - Isaro LED 38W |  | 4100380002100 | 42 | 47 | 21 | 0.89 |  |  |  |  | p | 2012-01-16 |  |  | Lamps
39 | LED Street Lights |  | iGuzzini Illuminazione (UK) Ltd | Archilede 39W Road Lighting Lumunaire (Dimmed at 56% Circuit Watts) |  | 4100390000056 | 55 | 60 | 24 | 0.92 | 31 | 43 | 30 | 0.92 | P | 2010-02-01 |  |  | Lamps
39 | LED Street Lights |  | iGuzzini Illuminazione (UK) Ltd | Archilede 39W Road Lighting Lumunaire (Dimmed at 75% Circuit Watts) |  | 4100390000075 | 55 | 60 | 24 | 0.92 | 41 | 50 | 29 | 0.92 | P | 2010-02-01 |  |  | Lamps
39 | LED Street Lights |  | iGuzzini Illuminazione (UK) Ltd | Archilede 39W Road Lighting Lumunaire |  | 4100390000100 | 55 | 60 | 24 | 0.92 |  |  |  |  | P | 2010-02-01 |  |  | Lamps
39 | LED Street Light | White High Power LED System | Indal WRTL Exterior Lighting Ltd | Stela Wide 32 LED 39W Cree XPG 350mA, Cool White Road Lighting Luminaire |  | 4100390001100 | 41 | 45 | 20 | 0.89 |  |  |  |  | P | 2011-03-01 |  |  | Lamps
39 | LED |  | Thorn Lighting | CLAN C LED 39W : LED urban luminaire - Dimmed 55% Circuit Watts |  | 4100390002055 | 42 | 44 | 15 | 0.94 | 23 | 26 | 13 | 0.86 | P | 2011-08-17 |  |  | Lamps
39 | LED |  | Thorn Lighting | CLAN C LED 39W : LED urban luminaire |  | 4100390002100 | 42 | 44 | 15 | 0.94 |  |  |  |  | P | 2011-08-17 |  |  | Lamps
39 | LED Street lights |  | Thorn Lighting | CLAN O LED 39W : LED urban luminaire - Dimmed 55% Circuit Watts |  | 4100390003055 | 42 | 44 | 15 | 0.94 | 23 | 26 | 13 | 0.87 | P | 2011-08-17 |  |  | Lamps
39 | LED Street lights |  | Thorn Lighting | CLAN O LED 39W : LED urban luminaire |  | 4100390003100 | 42 | 44 | 15 | 0.94 |  |  |  |  | P | 2011-08-17 |  |  | Lamps
39 | LED Streetlights |  | Thorn Lighting | DYANA LED 39W : LED urban luminaire - Dimmed 55% Circuit Watts |  | 4100390004055 | 42 | 44 | 15 | 0.94 | 23 | 26 | 13 | 0.87 | P | 2011-08-17 |  |  | Lamps
39 | LED Streetlights |  | Thorn Lighting | DYANA LED 39W : LED urban luminaire |  | 4100390004100 | 42 | 44 | 15 | 0.94 |  |  |  |  | P | 2011-08-17 |  |  | Lamps
39 | LED Street Lights |  | GE | R250 Single ASY3/39 (44% dimmed circuit watts) |  | 4100390005044 | 41 | 47 | 23 | 0.87 | 18 | 34 | 29 | 0.53 | P | 2012-05-16 |  |  | Lamps
39 | LED Street Lights |  | GE | R250 Single ASY3/39 (100% full circuit power) |  | 4100390005100 | 41 | 47 | 23 | 0.87 |  |  |  |  | P | 2012-05-16 |  |  | Lamps
39 | LED Street Lights |  | Holophane Europe | Factor 30 leds 150W |  | 4100390006100 | 39 | 44 | 21 | 0.88 |  |  |  |  | P | 2012-09-19 |  |  | Lamps
39 | LED Street lights |  | Thorn-Europhane | StreetLED 350x36LED - Oxane 39W/Isaro LED 39W |  | 4100390007100 | 44 | 49 | 22 | 0.9 |  |  |  |  | p | 2012-01-16 |  |  | Lamps
40 | LED Street Light |  | Advanced LEDs Ltd | 40 Watt Marlin 1000 Luminaire |  | 4100400000100 | 41 | 45 | 17 | 0.92 |  |  |  |  | P | 2010-08-05 |  |  | Lamps
40 | LED Module |  | Urbis Lighting | 32 LED Module |  | 4100400001100 | 40 | 43 | 16 | 0.92 |  |  |  |  | P | 2011-01-04 |  |  | Lamps
40 | LED Street Light |  | Philips Lighting | LEDGine 16 LED Economy Line (Cool White 5600k) |  | 4100400002100 | 40 | 40 | 10 | 0.97 |  |  |  |  | P | 2011-06-06 |  |  | Lamps | 2012-08-01 | Date issued added 01/08/2012
40.1 | LED Street Light |  | Urbis Lighting | 24 LED LF 500mA Module V2 |  | 4100400003100 | 40 | 41 | 10 | 0.97 |  |  |  |  | P | 2013-03-20 |  |  | Lamps
41 | LED Street Lights |  | Thorn Lighting | CELEST-LED 41W |  | 4100410000100 | 41 | 47 | 23 | 0.87 |  |  |  |  | P | 2011-03-01 |  |  | Lamps
41 | LED Street Lights | DWW LED Engine Twin Module | DW Windsor Ltd | DWW LED Engine Twin Module |  | 4100410001100 | 41 | 44 | 16 | 0.93 |  |  |  |  | P | 2011-06-06 |  |  | Lamps | 2012-08-01 | Date issued added 01/08/2012
41 | LED Street Lights |  | DW Winsdor | Morano LED II - 2x500mA |  | 4100410002100 | 41 | 44 | 16 | 0.94 |  |  |  |  | P | 2012-06-21 |  |  | Lamps
41 | LED Street Light |  | Philips Lighting | Mini LED Platform 24 Led Eco Line Led Street 7 Driver |  | 4100410003100 | 40 | 44 | 17 | 0.92 |  |  |  |  | P | 2011-06-06 |  |  | Lamps | 2012-08-01 | Date issued added 01/08/2012. 'Old Charge Code' changed to 'New Charge Code' due to duplication error.
41 | LED Street Lights |  | Philips Lighting | Fortimo LED 3000lm (3000K Warm White 730 and 4000K Neutral White 740) |  | 4100410004100 | 41 | 44 | 15 | 0.94 |  |  |  |  | P | 2013-01-16 |  |  | Lamps
41 | LED Street Lights |  | CU Phosco Lighting | P567A LED 8 400mA 41W V2 |  | 4100410005100 | 41 | 45 | 16 | 0.93 |  |  |  |  | P | 2013-05-15 |  |  | Lamps
41 | LED Street Lights |  | Low Energy Designs | SunBURST 4 |  | 4100410006100 | 45 | 84 | 71 | 0.54 |  |  |  |  | P | 2013-06-19 |  |  | Lamps
42 | LED Street Light |  | Urbis Lighting | Remus - 32 LED Luminaire |  | 4100420000100 | 42 | 46 | 19 | 0.91 |  |  |  |  | P | 2010-03-31 |  |  | Lamps
42 | LED Street Light | White High Power LED System | Indal WRTL Exterior Lighting Ltd | Stela Wide 36 LED 42W Cree XPG 350mA, Cool White Road Lighting Luminaire |  | 4100420001100 | 43 | 49 | 23 | 0.88 |  |  |  |  | P | 2011-03-01 |  |  | Lamps
42 | LED Street Lights |  | Indal WRTL Exterior Lighting Ltd | Stela Wide 36 LED 42W Cree XPG 350mA Cool White 1-10V Dimmable Road Lighting Lumminaire (Dimmed 74% Circuit Watts) |  | 4100420002074 | 43 | 49 | 23 | 0.88 | 32 | 39 | 31 | 0.81 | P | 2012-04-18 |  | N/A | Lamps
42 | LED Street Lights |  | Indal WRTL Exterior Lighting Ltd | Stela Wide 36 LED 42W Cree XPG 350mA Cool White 1-10V Dimmable Road Lighting Lumminaire |  | 4100420002100 | 43 | 49 | 23 | 0.88 |  |  |  |  | P | 2011-06-15 |  |  | Lamps
42 | LED Street Light |  | GE | GE R250 - Modular Roadway R250 Single/ASY3/42/43 (43% Dimmed Circuit Watts) |  | 4100420003043 | 42 | 49 | 26 | 0.85 | 18 | 34 | 29 | 0.53 | P | 2011-02-15 |  |  | Lamps
42 | LED Street Light |  | GE | GE R250 - Modular Roadway R250 Single/ASY3/42/43 |  | 4100420003100 | 42 | 49 | 26 | 0.85 |  |  |  |  | P | 2011-02-15 |  |  | Lamps
42 | LED Street light |  | CU Phosco Lighting | 18 LED 3 Panel System V3 |  | 4100420004100 | 42 | 45 | 16 | 0.93 |  |  |  |  | P | 2012-08-15 |  |  | Lamps |  | Added 16/08/2012
42 | LED Street Lights |  | Philips Lighting | LEDGine 2.2 Jan 2013 Grn49 740 Neutral White, Grn52 657 Cool White |  | 4100420005100 | 42 | 47 | 21 | 0.89 |  |  |  |  | P | 2013-03-20 |  |  | Lamps
42 | LED street Light |  | OrangeTek | ARIALED 40 |  | 4100420005100 | 41 | 48 | 25 | 0.86 |  |  |  |  | p | 2013-03-20 |  |  | Lamps
43 | LED Street Lights |  | LED Roadway Lighting | Satellite Series 43W Model S48M |  | 4100430000100 | 44 | 50 | 24 | 0.88 |  |  |  |  | P | 2010-02-01 |  |  | Lamps
43 | LED Street Lights |  | LED Roadway Lighting | LED Streetlight Fixture (43 watts), Model S48S |  | 4100430001100 | 46 | 49 | 19 | 0.92 |  |  |  |  | P | 2010-10-05 |  |  | Lamps
43 | LED Street Lighting |  | ASD Lighting | Model HWL/BLED36 |  | 4100430002100 | 43 | 45 | 14 | 0.95 |  |  |  |  | P | 2011-07-20 |  |  | Lamps
43 | LED Street Lights |  | LED Roadway Lighting | Satellite Series 43W CLO Dimming Model S48S (51 % Dimmed circuit watts) |  | 4100430003051 | 39 | 40 | 8 | 0.98 | 20 | 20 | 5 | 0.97 | P | 2012-09-19 |  |  | Lamps
43 | LED Street Lights |  | LED Roadway Lighting | Satellite Series 43W CLO Dimming Model S48S (76 % Dimmed circuit watts) |  | 4100430003076 | 39 | 40 | 8 | 0.98 | 30 | 30 | 7 | 0.97 | P | 2012-09-19 |  |  | Lamps
43 | LED Street Lights |  | LED Roadway Lighting | Satellite Series 43W CLO Dimming Model S48S |  | 4100430003100 | 39 | 40 | 8 | 0.98 |  |  |  |  | P | 2012-09-19 |  |  | Lamps
43 | LED Street Lights |  | Philips Lighting | Selenium LED 7400 Lumens 4000K Neutral White BGP340 42S 640 |  | 4100430004100 | 43 | 46 | 15 | 0.94 |  |  |  |  | P | 2012-10-17 |  |  | Lamps
43 | LED Street Lights |  | Selux | SX 921 20-9 (36% Circuit watts) |  | 4100430005036 | 41 | 44 | 16 | 0.94 | 15 | 22 | 16 | 0.67 | P | 2012-12-19 |  |  | Lamps
43 | LED Street Lights |  | Selux | SX 921 20-9 (75% Circuit watts) |  | 4100430005075 | 41 | 44 | 16 | 0.94 | 31 | 35 | 15 | 0.9 | P | 2012-12-19 |  |  | Lamps
43 | LED Street Lights |  | Selux | SX 921 20-9 (Full power) |  | 4100430005100 | 41 | 44 | 16 | 0.94 |  |  |  |  | P | 2012-12-19 |  |  | Lamps
44 | LED Module |  | Urbis Lighting | 32 LED HS Module |  | 4100440000100 | 44 | 48 | 18 | 0.92 |  |  |  |  | P | 2011-02-01 |  |  | Lamps
44 | LED Street Light |  | LED Roadway Lighting | Satellite Series 44W Model S24S |  | 4100440001100 | 41 | 43 | 14 | 0.94 |  |  |  |  | P | 2011-12-01 |  |  | Lamps
44 | LED Street Lights |  | Philips Lighting | LEDGine GRN52 Cool White 5700K 657 |  | 4100440002100 | 44 | 48 | 20 | 0.91 |  |  |  |  | P | 2012-05-16 |  |  | Lamps
44 | LED Street Light | White High Power LED System | Indal WRTL Exterior Lighting Ltd | Luma 2, 60 LED & 5000 Lumen Package |  | 4100440002100 | 44 | 51 | 25 | 0.87 |  |  |  |  | P | 2012-08-15 |  |  | Lamps |  | Added 16/08/2012
44 | LED Street Lights |  | Philips Lighting | LEDGine GRN49 Neutral White 4000K 740 |  | 4100440003100 | 44 | 48 | 20 | 0.91 |  |  |  |  | P | 2012-05-16 |  |  | Lamps
44 | LED Street Lights |  | Philips Lighting | LEDGine GRN40 Warm White 3000k 830 |  | 4100440004100 | 44 | 48 | 20 | 0.91 |  |  |  |  | P | 2012-05-16 |  |  | Lamps
44 | LED Street Lights |  | ASD Lighting | 36 LED Street and Flood Lighting |  | 4100440005100 | 45 | 45 | 7 | 0.99 |  |  |  |  | P | 2012-07-18 |  |  | Lamps
44 | LED Street Lights |  | ASD Lighting | 36 LED Street and Flood Lighting |  | 4100440005100 | 45 | 45 | 7 | 0.99 |  |  |  |  | P | 2012-07-18 |  |  | Lamps
44 | LED Street Lights |  | GE | OKAPI LED/CG/1/44/40/C1/NA60 (52% Dimmed Circuit Watts) |  | 4100440007052 | 44 | 45 | 10 | 0.97 | 23 | 25 | 8 | 0.94 | P | 2013-05-15 |  |  | Lamps
44 | LED Street Lights |  | GE | OKAPI LED/CG/1/44/40/C1/NA60 |  | 4100440007100 | 44 | 45 | 10 | 0.97 |  |  |  |  | P | 2013-05-15 |  |  | Lamps
45 | LED Street Light |  | Advanced LEDs Ltd | 45 Watt Marlin 1000 Luminaire |  | 4100450000100 | 47 | 50 | 18 | 0.93 |  |  |  |  | P | 2010-08-05 |  |  | Lamps
45 | LED Street Lights |  | Thorn Lighting | PlurioLED 45W ( Dimmed 51% of Circuit Watts) |  | 4100450001051 | 41 | 42 | 10 | 0.97 | 21 | 24 | 11 | 0.88 | P | 2011-07-20 |  |  | Lamps
45 | LED Street Lights |  | Thorn Lighting | PlurioLED 45W |  | 4100450001100 | 41 | 42 | 10 | 0.97 |  |  |  |  | P | 2011-06-15 |  |  | Lamps
45 | LED Street Light |  | Thorn-Europhane | Avenue F2 LED 45W |  | 4100450002100 | 41 | 42 | 10 | 0.97 |  |  |  |  | P | 2011-06-06 |  |  | Lamps | 2012-08-01 | Date issued added 01/08/2012
45 | LED Street Lights | 1X 'Twin' 1 X 'Single' | DW Windsor | DWW LED Engine Triple Module - 350mA |  | 4100450003100 | 45 | 49 | 19 | 0.92 |  |  |  |  | P | 2012-04-18 |  |  | Lamps
45 | LED Street Light |  | Urbis Lighting | 40 LED LF Module |  | 4100450003100 | 45 | 47 | 16 | 0.94 |  |  |  |  | P | 2012-04-18 |  |  | Lamps
45 | LED Street Light |  | Urbis Lighting | 40 LED LF 350mA Module V2 (52% Dimmed Circuit Watts) |  | 4100450005052 | 45 | 47 | 16 | 0.94 | 23 | 18 | 15 | 0.84 | P | 2013-03-20 |  |  | Lamps
45 | LED Street Lights |  | Urbis Schréder | 40 LED LF Module V2 (dimmed 76%) |  | 4100450005076 | 45 | 47 | 16 | 0.94 | 34 | 37 | 15 | 0.91 | P |  |  |  | Lamps
45 | LED Street Light |  | Urbis Lighting | 40 LED LF 350mA Module V2 |  | 4100450005100 | 45 | 47 | 16 | 0.94 |  |  |  |  | P | 2013-03-20 |  |  | Lamps
45 | LED Street Lights |  | Advanced LED Ltd | CLIPPER 45W HA6 |  | 4100450005100 | 46 | 48 | 13 | 0.96 |  |  |  |  | P | 2013-06-19 |  |  | Lamps
46 | LED Module |  | Urbis Lighting | 34 LED HS Module |  | 4100460000100 | 46 | 50 | 18 | 0.93 |  |  |  |  | P | 2011-02-01 |  |  | Lamps
46 | LED Street Lights |  | Indal WRTL Exterior Lighting Ltd | Stela Wide 40 LED 46W Cree XPG 350mA Cool White 1-10V Dimmable Road Lighting Lumminaire (Dimmed 74% Circuit watts) |  | 4100460001074 | 47 | 53 | 24 | 0.89 | 35 | 43 | 32 | 0.82 | P | 2012-04-18 |  | N/A | Lamps
46 | LED Street Lights |  | Indal WRTL Exterior Lighting Ltd | Stela Wide 40 LED 46W Cree XPG 350mA Cool White 1-10V Dimmable Road Lighting Lumminaire |  | 4100460001100 | 47 | 53 | 24 | 0.89 |  |  |  |  | P | 2011-06-15 |  |  | Lamps
46 | LED Street Light | White High Power LED System | Indal WRTL Exterior Lighting Ltd | Luma 2, 60 LED & 6000 Lumen Package |  | 4100460002100 | 46 | 51 | 21 | 0.91 |  |  |  |  | P | 2012-08-15 |  |  | Lamps |  | Added 16/08/2012
46 | LED Street Lights |  | CU Phosco Lighting | P567A LED 8 450mA 46W V2 |  | 4100460003100 | 46 | 49 | 16 | 0.94 |  |  |  |  | P | 2013-05-15 |  |  | Lamps
46 | LED Street Lights |  | Low Carbon Lighting Limited | Luxon Street 42LED |  | 4100463002100 | 47 | 48 | 11 | 0.97 |  |  |  |  | P | 2012-08-15 |  |  | Lamps |  | Added 16/08/2012
47 | LED Street Light |  | Urbis Lighting | Neos -36 LED Luminaire |  | 4100470000100 | 47 | 50 | 19 | 0.93 |  |  |  |  | P | 2010-03-31 |  |  | Lamps
47 | LED Street Lights |  | Philips Lighting | LEDGine 40 LED Green Line |  | 4100470001100 | 48 | 51 | 19 | 0.92 |  |  |  |  | P | 2010-06-01 |  |  | Lamps
47 | LED Street Lights |  | Holophane | Holophane Conus, CNS.L044.AY.60.C9 |  | 4100470002100 | 47 | 49 | 15 | 0.95 |  |  |  |  | P | 2013-05-15 |  |  | Lamps
47 | LED Street Lights |  | Low Carbon Lighting Limited | Luxon Street 42LED |  | 4100473002100 | 45 | 46 | 9 | 0.98 |  |  |  |  | P | 2012-08-15 |  |  | Lamps |  | Added 16/08/2012
48 | LED Luminaire |  | Urbis Lighting | Claro 42 LED 350mA |  | 4100480000100 | 48 | 54 | 25 | 0.89 |  |  |  |  | P | 2011-01-04 |  |  | Lamps
48 | LED Module |  | Urbis Lighting | 36 LED HS Module |  | 4100480001100 | 48 | 52 | 19 | 0.93 |  |  |  |  | P | 2011-02-01 |  |  | Lamps
48 | LED Street Lights |  | OrangeTek | TERRALED 48A |  | 4100480002100 | 49 | 54 | 22 | 0.91 |  |  |  |  | P | 2011-02-01 |  |  | Lamps
48 | LED Street Lights | 40 LED Minor Road Luminaire | CU Phosco RUUD Lighting | Edge Street L*S ** * 04C ** Code = Product description (must be LXS or LYS), optic type (any), mounting (any), number of LEDs (must be 04 actually = 40 LEDs), Type of LED (must be C), colour (any). |  | 4100480003100 | 48 | 51 | 18 | 0.94 |  |  |  |  | P | 2011-08-17 |  |  | Lamps
48 | LED Lighting |  | Advanced LEDs Ltd | Clipper 48WEH |  | 4100480004100 | 49 | 50 | 14 | 0.96 |  |  |  |  | P | 2012-06-21 |  |  | Lamps
48 | LED Lighting |  | Advanced LEDs Ltd | Clipper 48WEH |  | 4100480004100 | 49 | 50 | 14 | 0.96 |  |  |  |  | P | 2012-06-21 |  |  | Lamps
48 | LED Street Lights |  | Gewiss UK | Street [O3] - GW87501 / GW87511 |  | 4100480005100 | 54 | 56 | 16 | 0.96 |  |  |  |  | P | 2012-12-19 |  |  | Lamps
49 | LED Street Light | White High Power LED System | Indal WRTL Exterior Lighting Ltd | Stela Wide 40 LED 49W Cree XPG 350mA, Cool White Road Lighting Luminaire |  | 4100490000100 | 50 | 56 | 24 | 0.9 |  |  |  |  | P | 2011-03-01 |  |  | Lamps
49 | LED Street Light | INDRA 49W : LED streetlighting luminaire | Thorn-Europhane | INDRA 49W |  | 4100490001100 | 48 | 50 | 13 | 0.97 |  |  |  |  | P | 2011-06-06 |  |  | Lamps | 2012-08-01 | Date issued added 01/08/2012
49 | LED Street Light |  | Philips Lighting | LEDGine 24 LED Economy Line (Cool White 5600k) |  | 4100490002100 | 49 | 50 | 13 | 0.97 |  |  |  |  | P | 2011-06-06 |  |  | Lamps | 2012-08-01 | Date issued added 01/08/2012. 'Old Charge Code' changed to 'New Charge Code' due to duplication error.
49 | LED Street Lights |  | Philips Lighting | LEDGine 2.2 Jan 2013 Grn59 740 Neutral White, Grn62 657 Cool White |  | 4100490003100 | 49 | 56 | 27 | 0.87 |  |  |  |  | P | 2013-03-20 |  |  | Lamps
50 | LED Street Light | SUNFire 7 | Low Energy Designs Ltd | SUNFire 7 (Half Power - 50% Dimmed) |  | 4100500000061 | 50 | 58 | 30 | 0.86 |  |  |  |  | P | 2009-06-23 | 2013-05-14 |  | Lamps |  | Superceded by 41 0082 0000 061
50 | LED Street Lights |  | MBRM PTY LTD | 50W Screentech MBRM LED Street Lights |  | 4100500000100 | 60 | 70 | 37 | 0.85 |  |  |  |  | P | 2009-04-08 |  |  | Lamps
50 | LED Street Light |  | Advanced LEDs Ltd | 50 Watt Marlin 1000 Luminaire |  | 4100500001100 | 50 | 53 | 19 | 0.94 |  |  |  |  | P | 2010-08-05 |  |  | Lamps
50 | LED Street light |  | Dialight | Street Sense L12597 |  | 4100500002100 | 50 | 58 | 29 | 0.86 |  |  |  |  | P | 2012-04-18 |  |  | Lamps
50 | LED Street light |  | Dialight | Street Sense L12586 |  | 4100500003100 | 50 | 53 | 18 | 0.94 |  |  |  |  | P | 2012-04-18 |  |  | Lamps
50 | LED Street Light |  | Electrical Express | ZION50 Street Lantern |  | 4100500004100 | 48 | 49 | 6 | 0.99 |  |  |  |  | P | 2013-03-20 |  |  | Lamps
50 | LED Street Lights |  | Philips Lighting | LEDGine 2.2 Jan 2013 ECO57 740 Neutral White, ECO60 657 Cool White |  | 4100500005100 | 50 | 55 | 23 | 0.91 |  |  |  |  | P | 2013-04-17 |  |  | Lamps
50 | LED Street Lights |  | Holophane Europe ltd | FTS.L044 75W Driver (700mA) |  | 4100500006100 | 49 | 52 | 17 | 0.94 |  |  |  |  | P | 2013-06-19 |  |  | Lamps
51 | LED Street Light | White High Power LED System | Indal WRTL Exterior Lighting Ltd | Stela Square 36 LED Cool-led / Directa Post Top Road Lighting Luminaire |  | 4100510000100 | 51 | 58 | 28 | 0.88 |  |  |  |  | P | 2008-11-28 |  |  | Lamps | 2012-02-15 | Made Permanent
51 | LED Module |  | Urbis Lighting | 38 LED HS Module |  | 4100510001100 | 51 | 54 | 19 | 0.94 |  |  |  |  | P | 2011-02-01 |  |  | Lamps
51 | LED Street Lights |  | Indal WRTL Exterior Lighting Ltd | Stela Wide 44 LED 51W Cree XPG 350mA Cool White 1-10V Dimmable Road Lighting Lumminaire (Dimmed 73% Circuit Watts) |  | 4100510002073 | 52 | 57 | 25 | 0.9 | 38 | 46 | 33 | 0.83 | P | 2012-04-18 |  | N/A | Lamps
51 | LED Street Lights |  | Indal WRTL Exterior Lighting Ltd | Stela Wide 44 LED 51W Cree XPG 350mA Cool White 1-10V Dimmable Road Lighting Lumminaire |  | 4100510002100 | 52 | 57 | 25 | 0.9 |  |  |  |  | P | 2011-06-15 |  |  | Lamps
51 | LED Street Lights |  | Siteco Ltd | SL10 Mini Basic (Dimmed 45% full power circuit watts) |  | 4100510003045 | 51 | 54 | 15 | 0.96 | 23 | 26 | 13 | 0.87 | P | 2013-02-20 |  |  | Lamps
51 | LED Street Lights |  | Siteco Ltd | SL10 Mini Basic (Full Power) |  | 4100510003100 | 51 | 54 | 15 | 0.96 |  |  |  |  | P | 2013-02-20 |  |  | Lamps
51 | LED Street Lights |  | CU Phosco Lighting | P567A LED 8 500mA 51W V2 |  | 4100510004100 | 51 | 53 | 17 | 0.95 |  |  |  |  | P | 2013-05-15 |  |  | Lamps
52 | LED Street Lights |  | Philips Lighting | LEDGine ECO60 Cool White 5700K 657/LEDGine ECO57 Neutral White 4000K 740 |  | 4100520000100 | 52 | 56 | 22 | 0.92 |  |  |  |  | P | 2012-06-21 |  |  | Lamps
52.1 | LED Street Light |  | Urbis Lighting | 32 LED LF 500mA Module V2 |  | 4100520001100 | 52 | 56 | 22 | 0.92 |  |  |  |  | P | 2013-03-20 |  |  | Lamps
52 | LED Street Lights |  | OrangeTek | ARIALED 50 |  | 4100520002100 | 52 | 55 | 17 | 0.95 |  |  |  |  | P | 2013-03-20 |  |  | Lamps
53 | LED Module |  | Urbis Lighting | 40 LED HS Module |  | 4100530000100 | 53 | 56 | 19 | 0.94 |  |  |  |  | P | 2011-02-01 |  |  | Lamps
53 | LED Street Light | 40 LED Minor Road Luminaire | CU Phosco RUUD Lighting | Code = Product description (must be LXS or LYS), optic type (any), mounting (any), number of LEDs (must be 04 actually = 40 LEDs), Type of LED (must be B), colour (any). |  | 4100530001100 | 53 | 58 | 24 | 0.91 |  |  |  |  | P | 2011-06-15 |  |  | Lamps
53 | LED Street Lights |  | Philips Lighting | LEDGine GRN62 Cool White 5700K 657 |  | 4100530002100 | 53 | 59 | 28 | 0.89 |  |  |  |  | P | 2012-05-16 |  |  | Lamps
53 | LED Street Lights |  | Philips Lighting | LEDGine GRN59 Neutral White 4000K 740 |  | 4100530003100 | 53 | 59 | 28 | 0.89 |  |  |  |  | P | 2012-05-16 |  |  | Lamps
53 | LED Street Lights |  | Philips Lighting | LEDGine GRN48 Warm White 3000k 830 |  | 4100530004100 | 53 | 60 | 28 | 0.89 |  |  |  |  | P | 2012-05-16 |  |  | Lamps
54 | LED Street Lights | 20D LED MINOR ROAD LUMINAIRE | CU Phosco RUUD Lighting | Ledway Road L*D***02D Code = Product description (must be LXD or LYD), optic type (any), mounting (any), number of LEDs (must be 02 actually = 20 LEDs), Type of LED (must be D), colour (any). |  | 4100540000100 | 55 | 58 | 16 | 0.96 |  |  |  |  | P | 2011-08-30 |  |  | Lamps
54 | LED Driver |  | Vision Engineering | 54W High Frequency LED PCB Drivers and array |  | 4100540000100 | 55 | 59 | 22 | 0.93 |  |  |  |  | P | 2011-08-30 |  |  | Lamps
54 | LED Street Light |  | Urbis Lighting | 48 LED LF Module |  | 4100540001100 | 54 | 59 | 25 | 0.91 |  |  |  |  | P | 2012-04-18 |  |  | Lamps
54 | LED Street Light |  | CU Phosco Lighting | 24 LED 4P (V3) Full Power |  | 4100540002100 | 54 | 56 | 17 | 0.96 |  |  |  |  | P | 2012-08-15 |  |  | Lamps |  | Added 16/08/2012
54 | LED Street Light |  | CU Phosco Lighting | 24 LED 4P (V3) Reduced Operation 93% (650mA) |  | 4100540003100 | 50 | 53 | 17 | 0.95 |  |  |  |  | P | 2012-08-15 |  |  | Lamps |  | Added 16/08/2012
54 | LED Street Light |  | CU Phosco Lighting | 24 LED 4P (V3) Reduced Operation 86% (600mA) |  | 4100540004100 | 47 | 49 | 16 | 0.95 |  |  |  |  | P | 2012-08-15 |  |  | Lamps |  | Added 16/08/2012
54 | LED Street Light |  | CU Phosco Lighting | 24 LED 4P (V3) Reduced Operation 79% (550mA) |  | 4100540005100 | 43 | 46 | 16 | 0.94 |  |  |  |  | P | 2012-08-15 |  |  | Lamps |  | Added 16/08/2012
54 | LED Street Light |  | CU Phosco Lighting | 24 LED 4P (V3) Reduced Operation 72% (500mA) |  | 4100540006100 | 39 | 42 | 16 | 0.92 |  |  |  |  | P | 2012-08-15 |  |  | Lamps |  | Added 16/08/2012
54 | LED Street Light |  | CU Phosco Lighting | 24 LED 4P (V3) Reduced Operation 65% (450mA) |  | 4100540007100 | 35 | 38 | 16 | 0.91 |  |  |  |  | P | 2012-08-15 |  |  | Lamps |  | Added 16/08/2012
54 | LED Street Light |  | CU Phosco Lighting | 24 LED 4P (V3) Reduced Operation 58% (400mA) |  | 4100540008100 | 31 | 35 | 15 | 0.9 |  |  |  |  | P | 2012-08-15 |  |  | Lamps |  | Added 16/08/2012
54 | LED Street Light |  | CU Phosco Lighting | 24 LED 4P (V3) Reduced Operation 51% (350mA) |  | 4100540009100 | 28 | 32 | 15 | 0.88 |  |  |  |  | P | 2012-08-15 |  |  | Lamps |  | Added 16/08/2012
54 | LED Street Light |  | CU Phosco Lighting | 24 LED 4P (V3) Reduced Operation 45% (300mA) |  | 4100540010100 | 24 | 28 | 15 | 0.85 |  |  |  |  | P | 2012-08-15 |  |  | Lamps |  | Added 16/08/2012
54 | LED Street Light |  | CU Phosco Lighting | 24 LED 4P (V3) Reduced Operation 38% (250mA) |  | 4100540011100 | 21 | 25 | 15 | 0.82 |  |  |  |  | P | 2012-08-15 |  |  | Lamps |  | Added 16/08/2012
54 | LED Street Light |  | CU Phosco Lighting | 24 LED 4P (V3) Reduced Operation 32% (200mA) |  | 4100540012100 | 17 | 22 | 14 | 0.77 |  |  |  |  | P | 2012-08-15 |  |  | Lamps |  | Added 16/08/2012
54 | LED Street Lights |  | Urbis Lighting | 48 LED LF 350mA Module V2 (52% Dimmed Circuit Watts) |  | 4100540013052 | 54 | 59 | 25 | 0.91 | 28 | 31 | 15 | 0.88 | P | 2013-04-17 |  |  | Lamps
53.6 | LED Street Light |  | Urbis Lighting | 48 LED LF 350mA Module V2 (65% Dimmed Circuit Watts) |  | 4100540013065 | 54 | 59 | 25 | 0.91 | 35 | 39 | 16 | 0.91 | P | 2013-03-20 |  |  | Lamps
54 | LED Street Lights |  | Urbis Schréder | 48 LED LF Module V2 (dimmed 74%) |  | 4100540013074 | 54 | 59 | 25 | 0.91 | 40 | 43 | 16 | 0.93 | P |  |  |  | Lamps
53.6 | LED Street Light |  | Urbis Lighting | 48 LED LF 350mA Module V2 |  | 4100540013100 | 54 | 59 | 25 | 0.91 |  |  |  |  | P | 2013-03-20 |  |  | Lamps
55 | LED Street Light |  | LED Roadway Lighting | Satellite Series 55W Model S48M |  | 4100550000100 | 56 | 61 | 24 | 0.92 |  |  |  |  | P | 2010-03-31 |  |  | Lamps
55 | LED Street Light |  | Advanced LEDs Ltd | 55 Watt Marlin 1000 Luminaire |  | 4100550001100 | 56 | 59 | 20 | 0.94 |  |  |  |  | P | 2010-08-05 |  | N/A | Lamps
55 | LED Street Lights |  | LED Roadway Lighting | LED Streetlight Fixture (55 watts), Model S48S |  | 4100550002100 | 57 | 60 | 20 | 0.94 |  |  |  |  | P | 2010-10-05 |  | N/A | Lamps
55 | LED Module |  | Urbis Lighting | 42 LED HS Module |  | 4100550003100 | 55 | 60 | 19 | 0.94 |  |  |  |  | P | 2011-02-01 |  | N/A | Lamps
55 | LED Street Lights | 24 LED (V2) Traditional Post-Top Luminaire | CU Phosco Lighting | P109 24 LED v2 |  | 4100550003100 | 55 | 61 | 25 | 0.91 |  |  |  |  | P | 2011-05-18 |  | N/A | Lamps
55 | LED Street Lights | 30 LED Minor Road Luminaire | CU Phosco RUUD Lighting | Ledway Road L*D ** * 03C ** Code = Product description (must be LXD or LYD), optic type (any), mounting (any), number of LEDs (must be 03 actually = 30 LEDs), Type of LED (must be C), colour (any). |  | 4100550005100 | 56 | 58 | 16 | 0.96 |  |  |  |  | P | 2011-03-01 |  | N/A | Lamps
55 | LED Street Lights |  | Indal WRTL Exterior Lighting Ltd | Stela Wide 48 LED 55W Cree XPG 350mA Cool White 1-10V Dimmable Road Lighting Lumminaire (Dimmed 75% Circuit Watts) |  | 4100550006075 | 56 | 62 | 26 | 0.91 | 42 | 50 | 34 | 0.84 | P | 2012-04-18 |  | N/A | Lamps
55 | LED Street Lights |  | Indal WRTL Exterior Lighting Ltd | Stela Wide 48 LED 55W Cree XPG 350mA Cool White 1-10V Dimmable Road Lighting Lumminaire |  | 4100550006100 | 56 | 62 | 26 | 0.91 |  |  |  |  | P | 2011-06-15 |  | N/A | Lamps
55 | LED Street Light | LED Street Light Luminaire | Solutions LED | LED Starlux Road Lighting Luminaire - 55 Watt |  | 4100550007100 | 53 | 55 | 14 | 0.97 |  |  |  |  | P | 2011-08-30 |  | N/A | Lamps
55 | LED Street Light | LED Street Light Luminaire | Solutions LED | LED Starlux Road Lighting Luminaire - 55 Watt |  | 4100550007100 | 53 | 55 | 14 | 0.97 |  |  |  |  | P | 2011-08-30 |  | N/A | Lamps
55 | LED Street Lights |  | LED Roadway Lighting | Satellite Series 55W CLO Dimming Model S48S (51% Dimmed circuit watts) |  | 4100550008051 | 49 | 50 | 9 | 0.98 | 25 | 26 | 6 | 0.97 | P | 2012-09-19 |  |  | Lamps
55 | LED Street Lights |  | LED Roadway Lighting | Satellite Series 55W CLO Dimming Model S48S (76% Dimmed circuit watts) |  | 4100550008076 | 49 | 50 | 9 | 0.98 | 37 | 38 | 8 | 0.98 | P | 2012-09-19 |  |  | Lamps
55 | LED Street Lights |  | LED Roadway Lighting | Satellite Series 55W CLO Dimming Model S48S |  | 4100550008100 | 49 | 50 | 9 | 0.98 |  |  |  |  | P | 2012-09-19 |  |  | Lamps
55 | LED Street Lights |  | CU Phosco Lighting | P567A LED 8 550mA 55W V2 |  | 4100550009100 | 55 | 58 | 17 | 0.95 |  |  |  |  | P | 2013-05-15 |  |  | Lamps
56 | LED Street Light | SunBURST 8 | Low Energy Designs Ltd | SunBURST 8 Half Power |  | 4100560000100 | 56 | 61 | 23 | 0.93 |  |  |  |  | P | 2009-06-23 | 2013-05-14 |  | Lamps |  | Superceded by 41 0093 0000 060
56 | LED Street Light |  | Breyer Group Plc | 56W LED Street Lamp |  | 4100560001100 | 73 | 83 | 40 | 0.88 |  |  |  |  | P | 2009-12-01 |  |  | Lamps
56 | LED Street Lights |  | Thorn-Europhane | Oxane 56W |  | 4100560002100 | 59 | 63 | 21 | 0.94 |  |  |  |  | P | 2012-03-07 |  | N/A | Lamps
56 | LED Street lights |  | Thorn-Europhane | Oxane 56W |  | 4100560003100 | 59 | 63 | 21 | 0.94 |  |  |  |  | P | 2012-04-18 |  |  | Lamps
56 | LED Lighting |  | Advanced LEDs Ltd | Clipper 56WEH |  | 4100560004100 | 57 | 60 | 19 | 0.95 |  |  |  |  | P | 2012-06-21 |  |  | Lamps
56 | LED Lighting |  | Advanced LEDs Ltd | Clipper 56WEH |  | 4100560004100 | 57 | 60 | 19 | 0.95 |  |  |  |  | P | 2012-06-21 |  |  | Lamps
56 | LED Street Light | White High Power LED System | Indal WRTL Exterior Lighting Ltd | Luma 2, 60 LED & 7000 Lumen Package |  | 4100560004100 | 56 | 62 | 26 | 0.91 |  |  |  |  | P | 2012-08-15 |  |  | Lamps |  | Added 16/08/2012
56 | LED Street lights |  | Thorn-Europhane | StreetLED 700x24LED - Oxane 56W /- Isaro LED 56W / - Dyana LED700 56W |  | 4100560005100 | 59 | 63 | 21 | 0.94 |  |  |  |  | p | 2012-01-16 |  |  | Lamps
57 | LED Street Lights |  | Philips Lighting | LEDGine 48 LED Green Line |  | 4100570000100 | 57 | 61 | 24 | 0.92 |  |  |  |  | P | 2010-06-01 |  |  | Lamps
57 | LED Module |  | Urbis Lighting | 44 LED HS Module |  | 4100570001100 | 57 | 60 | 19 | 0.95 |  |  |  |  | P | 2011-02-01 |  | N/A | Lamps
57 | LED Street Light |  | Advanced LEDS Ltd | Marlin 2000 LH 57W |  | 4100570002100 | 57 | 60 | 18 | 0.95 |  |  |  |  | P | 2011-06-06 |  |  | Lamps | 2012-08-01 | Date issued added 01/08/2012
57 | LED Street Lights |  | Philips Lighting | Clearway LED 4900 Lumens 4000K Neutral White BGP303 49S 740 |  | 4100570003100 | 57 | 60 | 20 | 0.94 |  |  |  |  | P | 2012-10-17 |  |  | Lamps
57 | LED Street Lights |  | Philips Lighting | Selenium LED 7400 Lumens 4000K Neutral White BGP340 55S 640 |  | 4100570004100 | 57 | 59 | 16 | 0.96 |  |  |  |  | P | 2012-10-17 |  |  | Lamps
58 | LED Street Light | White High Power LED System | Indal WRTL Exterior Lighting Ltd | Stela Wide 48 LED 58W Cree XPG 350mA, Cool White Road Lighting Luminaire |  | 4100580000100 | 60 | 66 | 29 | 0.9 |  |  |  |  | P | 2011-03-01 |  | N/A | Lamps
58 | LED Street Lights |  | Thorn Lighting | Clan C LED 58W: LED(Dimmed 52% of Circuit Watts) |  | 4100580001052 | 60 | 61 | 13 | 0.98 | 31 | 33 | 11 | 0.94 | P | 2011-08-17 |  | N/A | Lamps
58 | LED Street Lights |  | Thorn Lighting | Clan C LED 58W: LED |  | 4100580001100 | 60 | 61 | 13 | 0.98 |  |  |  |  | P | 2011-08-17 |  | N/A | Lamps
58 | LED Street lights |  | Thorn Lighting | CLAN O LED 58W : LED urban luminaire- Dimmed 52% Circuit Watts |  | 4100580002052 | 60 | 61 | 13 | 0.98 | 31 | 33 | 11 | 0.94 | P | 2011-08-17 |  | N/A | Lamps
58 | LED Street lights |  | Thorn Lighting | CLAN O LED 58W : LED urban luminaire |  | 4100580002100 | 60 | 61 | 13 | 0.98 |  |  |  |  | P | 2011-08-17 |  | N/A | Lamps
58 | LED Street lights |  | Thorn Lighting | DYANA LED 58W : LED streetlighting luminaire - Dimmed 52% Circuit Watts |  | 4100580003052 | 60 | 61 | 13 | 0.98 | 31 | 33 | 11 | 0.94 | P | 2011-08-17 |  | N/A | Lamps
58 | LED Street lights |  | Thorn Lighting | DYANA LED 58W : LED streetlighting luminaire |  | 4100580003100 | 60 | 61 | 13 | 0.98 |  |  |  |  | P | 2011-08-17 |  | N/A | Lamps
58 | LED Street Light |  | Philips Lighting | LEDGine 32 LED Economy Line (Cool White 5600k) |  | 4100580004100 | 58 | 60 | 16 | 0.97 |  |  |  |  | P | 2011-06-06 |  |  | Lamps | 2012-08-01 | Date issued added 01/08/2012
58 | LED Street lights |  | Thorn-Europhane | StreetLED 500x36LED - Oxane 58W / - Legend 58W / - Isaro LED 58W / - Dyana LED500 58W |  | 4100580005100 | 59 | 63 | 22 | 0.94 |  |  |  |  | p | 2012-01-16 |  |  | Lamps
58 | LED Street Lights |  | Philips Lighting | LEDGine 2.2 Jan 2013 Grn68 740 Neutral White, Grn73 657 Cool White |  | 4100580006100 | 58 | 64 | 26 | 0.91 |  |  |  |  | P | 2013-03-20 |  |  | Lamps
59 | LED Street Lights |  | iGuzzini Illuminazione (UK) Ltd | Archilede 59W Road Lighting Lumunaire (Dimmed at 54% Circuit Watts) |  | 4100590000054 | 76 | 80 | 26 | 0.94 | 41 | 49 | 26 | 0.94 | P | 2010-02-01 |  |  | Lamps
59 | LED Street Lights |  | iGuzzini Illuminazione (UK) Ltd | Archilede 59W Road Lighting Lumunaire (Dimmed at 74% Circuit Watts) |  | 4100590000074 | 76 | 80 | 26 | 0.94 | 56 | 60 | 21 | 0.94 | P | 2010-02-01 |  |  | Lamps
59 | LED Street Lights |  | iGuzzini Illuminazione (UK) Ltd | Archilede 59W Road Lighting Lumunaire |  | 4100590000100 | 76 | 80 | 26 | 0.94 |  |  |  |  | P | 2010-02-01 |  |  | Lamps
59 | LED Street Light |  | GE | GE R250 - Modular Roadway R250 Single/ASY3/59/43 (42% Dimmed Circuit Watts) |  | 4100590001042 | 59 | 63 | 23 | 0.93 | 25 | 35 | 24 | 0.72 | P | 2011-02-15 |  | N/A | Lamps
59 | LED Street Light |  | GE | GE R250 - Modular Roadway R250 Single/ASY3/59/43 |  | 4100590001100 | 59 | 63 | 23 | 0.93 |  |  |  |  | P | 2011-02-15 |  | N/A | Lamps
59 | LED Street Lights | DWW LED Engine Twin Module | DW Windsor | DWW LED Engine Twin Module |  | 4100590002100 | 59 | 61 | 16 | 0.97 |  |  |  |  | P | 2011-06-06 |  |  | Lamps | 2012-08-01 | Date issued added 01/08/2012. 'Old Charge Code' changed to 'New Charge Code' due to duplication error.
59 | LED Street Lights |  | DW Winsdor | Morano LED II - 2x700mA |  | 4100590002100 | 59 | 61 | 16 | 0.97 |  |  |  |  | P | 2012-06-21 |  |  | Lamps
59 | LED Lighting |  | Advanced LEDs Ltd | Clipper 59WEH |  | 4100590002100 | 60 | 62 | 17 | 0.96 |  |  |  |  | P | 2012-06-21 |  |  | Lamps
59 | LED Lighting |  | Advanced LEDs Ltd | Clipper 59WEH |  | 4100590002100 | 60 | 62 | 17 | 0.96 |  |  |  |  | P | 2012-06-21 |  |  | Lamps
60 | LED Street Light |  | Firefly LED Limited | Firefly LED SL-60 |  | 4100600000100 | 63 | 65 | 16 | 0.97 |  |  |  |  | P | 2008-11-20 |  |  | Lamps | 2012-02-15 | Made Permanent
60 | LED Street Light |  | Advanced LEDs Ltd | 60 Watt Marlin 1000 Luminaire |  | 4100600001100 | 61 | 65 | 21 | 0.95 |  |  |  |  | P | 2010-08-05 |  | N/A | Lamps
60 | LED Street Lights |  | OrangeTek | TERRALED 60A |  | 4100600002100 | 57 | 61 | 21 | 0.94 |  |  |  |  | P | 2011-01-04 |  | N/A | Lamps
60 | LED Module |  | Urbis Lighting | 46 LED HS Module |  | 4100600003100 | 60 | 62 | 19 | 0.95 |  |  |  |  | P | 2011-02-01 |  | N/A | Lamps
60 | LED Street Light |  | Indal WRTL Exterior Lighting Ltd | Stela Wide 52 LED 60W Cree XPG 350mA Cool White 1-10V Dimmable Road Lighting Lumminaire (Dimmed 75% Circuit Watts) |  | 4100600004075 | 60 | 62 | 26 | 0.92 | 45 | 53 | 33 | 0.92 | P | 2012-04-18 |  | N/A | Lamps
60 | LED Street Light |  | Indal WRTL Exterior Lighting Ltd | Stela Wide 52 LED 60W Cree XPG 350mA Cool White 1-10V Dimmable Road Lighting Lumminaire |  | 4100600004100 | 60 | 62 | 26 | 0.92 |  |  |  |  | P | 2011-06-15 |  | N/A | Lamps
60 | LED Street Lights |  | Studiotech Ltd | Clearwing 60 |  | 4100600005100 | 70 | 76 | 31 | 0.91 |  |  |  |  | P | 2011-08-17 |  | N/A | Lamps
60 | LED Street Lights | 2X 'Twin' LED Module | DW Windsor | DWW LED Engine Quad Module - 350mA |  | 4100600006100 | 60 | 66 | 28 | 0.91 |  |  |  |  | P | 2012-04-18 |  |  | Lamps
60 | LED Street Lights |  | Advanced LED Ltd | CLIPPER 60W HA9 |  | 4100600007100 | 66 | 68 | 13 | 0.98 |  |  |  |  | P | 2013-06-19 |  |  | Lamps
60 | LED Street Lights |  | CU Phosco Lighting | P567A LED 8 600mA 60W V2 |  | 4100600011100 | 60 | 63 | 17 | 0.96 |  |  |  |  | P | 2013-05-15 |  |  | Lamps
61 | LED Luminaire |  | Urbis Lighting | Claro 42 LED 450mA |  | 4100610000100 | 61 | 67 | 27 | 0.91 |  |  |  |  | P | 2011-01-04 |  | N/A | Lamps
61 | LED Street Light | White High Power LED System | Indal WRTL Exterior Lighting Ltd | Stela Wide 52 LED 61W Cree XPG 350mA, Cool White Road Lighting Luminaire |  | 4100610001100 | 62 | 66 | 22 | 0.94 |  |  |  |  | P | 2011-03-01 |  | N/A | Lamps
61 | LED Street Lights |  | Philips Lighting | LEDGine GRN73 Cool White 5700K 657 |  | 4100610002100 | 61 | 67 | 28 | 0.91 |  |  |  |  | P | 2012-05-16 |  | N/A | Lamps
61 | LED Street Lights |  | Philips Lighting | LEDGine GRN68 Neutral White 4000K 740 |  | 4100610003100 | 61 | 67 | 28 | 0.91 |  |  |  |  | P | 2012-05-16 |  | N/A | Lamps
61 | LED Street Lights |  | Philips Lighting | LEDGine GRN56 Warm White 3000k 830 |  | 4100610004100 | 61 | 67 | 28 | 0.91 |  |  |  |  | P | 2012-05-16 |  | N/A | Lamps
61 | LED Street Lights |  | Philips Lighting | Fortimo LED 4500Lm 4000K Neutral White 740 |  | 4100610005100 | 60 | 62 | 16 | 0.97 |  |  |  |  | P | 2013-01-16 |  |  | Lamps
61 | LED Street Lights | Integral Dynadimmer | Philips Lighting | LEDGine GRN73 Cool White 5700K 657 |  | 4100616000100 | 61 | 67 | 28 | 0.91 |  |  |  |  | P | 2012-07-18 |  | N/A | Lamps
61 | LED Street Lights | Integral Dynadimmer | Philips Lighting | LEDGine GRN73 Cool White 5700K 657 |  | 4100616000100 | 61 | 67 | 28 | 0.91 |  |  |  |  | P | 2012-07-18 |  |  | Lamps
62 | LED Street Light |  | Urbis Lighting | Remus/Neos - 48 LED Luminaire |  | 4100620000100 | 62 | 67 | 25 | 0.93 |  |  |  |  | P | 2010-03-31 |  |  | Lamps
62 | LED Module |  | Urbis Lighting | 48 LED HS Module |  | 4100620001100 | 62 | 65 | 20 | 0.95 |  |  |  |  | P | 2011-02-01 |  | N/A | Lamps
62 | LED Street Lights |  | Low Energy Designs | Phoenix 6 |  | 4100620002100 | 61 | 116 | 98 | 0.53 |  |  |  |  | P | 2013-06-19 |  |  | Lamps
63 | LED Street Lighting |  | ASD Lighting | Model HWL/BLED54 |  | 4100630000100 | 63 | 68 | 24 | 0.93 |  |  |  |  | P | 2011-07-20 |  | N/A | Lamps
63 | LED Street Light |  | Advanced LEDS Ltd | Marlin 1000 CM 60W |  | 4100630001100 | 64 | 68 | 23 | 0.94 |  |  |  |  | P | 2011-06-06 |  |  | Lamps | 2012-08-01 | Date issued added 01/08/2012
63 | LED Street Lights | 1X 'Twin' 1 X 'Single' | DW Windsor | DWW LED Engine Triple Module - 500mA |  | 4100630002100 | 63 | 67 | 23 | 0.94 |  |  |  |  | P | 2012-04-18 |  |  | Lamps
63 | LED Street Lights |  | ASD Lighting | 54 LED Street and Flood Lighting |  | 4100630003100 | 63 | 65 | 17 | 0.97 |  |  |  |  | P | 2012-07-18 |  |  | Lamps
63 | LED Street Lights |  | ASD Lighting | 54 LED Street and Flood Lighting |  | 4100630003100 | 63 | 65 | 17 | 0.97 |  |  |  |  | P | 2012-07-18 |  |  | Lamps
63 | LED Street Lights |  | Philips Lighting | Fortimo LED 4500Lm 3000K Warm White 730 |  | 4100630004100 | 63 | 65 | 15 | 0.97 |  |  |  |  | P | 2013-01-16 |  |  | Lamps
64 | LED Module |  | Urbis Lighting | 50 LED HS Module |  | 4100640000100 | 64 | 67 | 20 | 0.96 |  |  |  |  | P | 2011-02-01 |  | N/A | Lamps
64 | LED Street Lights |  | Philips Lighting | LEDGine ECO75 Cool White 5700K 657/LEDGine ECO71 Neutral White 4000K 740 |  | 4100640001100 | 64 | 68 | 23 | 0.94 |  |  |  |  | P | 2012-06-21 |  |  | Lamps
64 | LED Street Light | White High Power LED System | Indal WRTL Exterior Lighting Ltd | Luma 2, 80 LED & 8000 Lumen Package |  | 4100640002100 | 64 | 76 | 41 | 0.84 |  |  |  |  | P | 2012-08-15 |  |  | Lamps |  | Added 16/08/2012
64 | LED Street Lights |  | Selux | SX 921 11-9 (38% Circuit watts) |  | 4100640003038 | 61 | 63 | 17 | 0.97 | 23 | 28 | 15 | 0.85 | P | 2012-12-19 |  |  | Lamps
64 | LED Street Lights |  | Selux | SX 921 11-9 (74% Circuit watts) |  | 4100640003074 | 61 | 63 | 17 | 0.97 | 45 | 48 | 16 | 0.95 | P | 2012-12-19 |  |  | Lamps
64 | LED Street Lights |  | Selux | SX 921 11-9 9 (Full power) |  | 4100640003100 | 61 | 63 | 17 | 0.97 |  |  |  |  | P | 2012-12-19 |  |  | Lamps
64 | LED Street Lights |  | Urbis Lighting | 40 LED LF 500mA Module V2 |  | 4100640004100 | 64 | 70 | 27 | 0.92 |  |  |  |  | P | 2013-04-17 |  |  | Lamps
65 | LED Street Light | SunRay 10 | Low Energy Designs Ltd | SunRay 10 Half Power |  | 4100650000100 | 65 | 76 | 40 | 0.85 |  |  |  |  | P | 2009-06-23 | 2013-05-14 |  | Lamps |  | Superceded by 41 0111 0000 059
65 | LED Street Light |  | Advanced LEDs Ltd | 65 Watt Marlin 1000 Luminaire |  | 4100650001100 | 66 | 74 | 33 | 0.89 |  |  |  |  | P | 2010-03-31 |  |  | Lamps
65 | LED Street Lights |  | Philips Lighting | LEDGine 56 LED Green Line |  | 4100650002100 | 65 | 69 | 24 | 0.93 |  |  |  |  | P | 2010-06-01 |  |  | Lamps
65 | LED Street Lights |  | Philips Lighting | LEDGine 2.2 Jan 2013 ECO71 740 Neutral White, ECO75 657 Cool White |  | 4100650003100 | 65 | 70 | 25 | 0.93 |  |  |  |  | P | 2013-04-17 |  |  | Lamps
65 | LED Street Lights |  | LED Roadway Lighting | Satellite Series 65W Model S72M |  | 4100650004100 | 67 | 73 | 29 | 0.92 |  |  |  |  | P | 2010-08-05 |  | N/A | Lamps
65 | LED Street Light | White High Power LED System | Indal WRTL Exterior Lighting Ltd | Luma 2, 60 LED & 8000 Lumen Package |  | 4100650005100 | 65 | 69 | 24 | 0.94 |  |  |  |  | P | 2012-08-15 |  |  | Lamps |  | Added 16/08/2012
65 | LED Street Lights |  | CU Phosco Lighting | P567A LED 8 650mA 65W V2 |  | 4100650006100 | 65 | 67 | 18 | 0.96 |  |  |  |  | P | 2013-05-15 |  |  | Lamps
66 | LED Module |  | Urbis Lighting | 52 LED HS Module |  | 4100660000100 | 66 | 69 | 20 | 0.96 |  |  |  |  | P | 2011-02-01 |  | N/A | Lamps
66 | LED Street light |  | CU Phosco Lighting | 30 LED 5 Panel System V3 |  | 4100660002100 | 66 | 68 | 17 | 0.97 |  |  |  |  | P | 2012-08-15 |  |  | Lamps |  | Added 16/08/2012
48 | LED Module |  | Urbis Lighting | 54 LED HS Module |  | 4100680000100 | 68 | 71 | 20 | 0.96 |  |  |  |  | P | 2011-02-01 |  | N/A | Lamps
68 | LED Street Lights |  | Philips Lighting | LEDGine 2.2 Jan 2013 Grn78 740 Neutral White, Grn83 657 Cool White |  | 4100680001100 | 68 | 74 | 29 | 0.92 |  |  |  |  | P | 2013-03-20 |  |  | Lamps
69 | LED Street Light | White High Power LED System | Indal WRTL Exterior Lighting Ltd | Luma 3, 100 LED & 9000 Lumen Package (Dimmed 51% full power circuit watts) |  | 4100690000051 | 69 | 81 | 43 | 0.85 | 35 | 41 | 21 | 0.85 | P | 2012-08-15 |  |  | Lamps |  | Added 16/08/2012
69 | LED Street Light | White High Power LED System | Indal WRTL Exterior Lighting Ltd | Luma 3, 100 LED & 9000 Lumen Package (Dimmed 75% full power circuit watts) |  | 4100690000075 | 69 | 81 | 43 | 0.85 | 52 | 61 | 32 | 0.85 | P | 2012-08-15 |  |  | Lamps |  | Added 16/08/2012
69 | LED Street Lights |  | Philips Lighting | LEDGine GRN83 Cool White 5700K 657 |  | 4100690000100 | 68 | 74 | 28 | 0.93 |  |  |  |  | P | 2012-05-16 |  | N/A | Lamps
69 | LED Street Light | White High Power LED System | Indal WRTL Exterior Lighting Ltd | Luma 3, 100 LED & 9000 Lumen Package |  | 4100690000100 | 69 | 81 | 43 | 0.85 |  |  |  |  | P | 2012-08-15 |  |  | Lamps |  | Added 16/08/2012
69 | LED Street Lights |  | Philips Lighting | LEDGine GRN64 Warm White 3000k 830 |  | 4100690001100 | 69 | 74 | 28 | 0.93 |  |  |  |  | P | 2012-05-16 |  | N/A | Lamps
69 | LED Street Lights |  | Philips Lighting | LEDGine GRN78 Neutral White 4000K 740 |  | 4100690002100 | 68 | 74 | 28 | 0.93 |  |  |  |  | P | 2012-05-16 |  | N/A | Lamps
69 | LED Street Lights | Integral Dynadimmer | Philips Lighting | LEDGine GRN78 Neutral White 4000K 740 |  | 4100696000100 | 68 | 74 | 28 | 0.93 |  |  |  |  | P | 2012-07-18 |  | N/A | Lamps
69 | LED Street Lights | Integral Dynadimmer | Philips Lighting | LEDGine GRN78 Neutral White 4000K 740 |  | 4100696000100 | 68 | 74 | 28 | 0.93 |  |  |  |  | P | 2012-07-18 |  |  | Lamps
70 | LED Street Lights |  | CU Phosco Lighting | P567A LED 8 700mA 70W V2 |  | 4100700000100 | 70 | 72 | 18 | 0.97 |  |  |  |  | P | 2013-05-15 |  |  | Lamps
71 | LED Module |  | Urbis Lighting | 56 LED HS Module |  | 4100710000100 | 71 | 73 | 20 | 0.96 |  |  |  |  | P | 2011-02-01 |  | N/A | Lamps
71 | LED Street Light | White High Power LED System | Indal WRTL Exterior Lighting Ltd | Luma 2, 100 LED & 9000 Lumen Package (Dimmed 49% full power circuit watts) |  | 4100710001049 | 71 | 84 | 44 | 0.85 | 35 | 41 | 21 | 0.85 | P | 2012-08-15 |  |  | Lamps
71 | LED Street Light | White High Power LED System | Indal WRTL Exterior Lighting Ltd | Luma 2, 100 LED & 9000 Lumen Package (Dimmed 75% full power circuit watts) |  | 4100710001075 | 71 | 84 | 44 | 0.85 | 53 | 62 | 32 | 0.85 | P | 2012-08-15 |  |  | Lamps
71 | LED Street Light | White High Power LED System | Indal WRTL Exterior Lighting Ltd | Luma 2, 100 LED & 9000 Lumen Package |  | 4100710001100 | 71 | 84 | 44 | 0.85 |  |  |  |  | P | 2012-08-15 |  |  | Lamps
72 | LED Street Lights |  | LED Roadway Lighting | LED Streetlight Fixture (72 watts), Model S48S |  | 4100720000100 | 75 | 82 | 32 | 0.92 |  |  |  |  | P | 2010-10-05 |  | N/A | Lamps
72 | LED Street Light |  | Philips Lighting | LEDGine 40 LED Economy Line (Cool White 5600k) |  | 4100720001100 | 72 | 75 | 20 | 0.96 |  |  |  |  | P | 2011-06-06 |  |  | Lamps | 2012-08-01 | Date issued added 01/08/2012
72 | LED Street Light |  | LED Roadway Lighting | Satellite Series 72W CLO Dimming Model s48S (Dimmed 48% Circuit Watts) |  | 4100720002048 | 64 | 5 | 11 | 0.99 | 31 | 32 | 7 | 0.98 | P | 2012-08-15 |  |  | Lamps |  | Added 16/08/2012
72 | LED Street Light |  | LED Roadway Lighting | Satellite Series 72W CLO Dimming Model s48S (Dimmed 74% Circuit Watts) |  | 4100720002074 | 64 | 5 | 11 | 0.99 | 48 | 48 | 9 | 0.98 | P | 2012-08-15 |  |  | Lamps |  | Added 16/08/2012
72 | LED Street Light |  | LED Roadway Lighting | Satellite Series 72W CLO Dimming Model s48S (Full power) |  | 4100720002100 | 64 | 5 | 11 | 0.99 |  |  |  |  | P | 2012-08-15 |  |  | Lamps |  | Added 16/08/2012
72 | LED Street Lights |  | Gewiss UK | Street [O3] - GW87502 / GW87512 |  | 4100720003100 | 80 | 84 | 24 | 0.96 |  |  |  |  | P | 2012-12-19 |  |  | Lamps
72 | LED street Light |  | OrangeTek | TERRALED 72A |  | 4100720004100 | 71 | 79 | 35 | 0.9 | [8 empty] | Lamps
73 | LED Street Lights |  | DW Windsor | Monaro LED Street Light (Dimmed 49% Circuit Watts) |  | 4100730000049 | 74 | 83 | 37 | 0.89 | 36 | 65 | 54 | 0.89 | P | 2009-12-01 |  |  | Lamps
73 | LED Street Lights |  | DW Windsor | Monaro LED Street Light (Dimmed 72% Circuit Watts) |  | 4100730000072 | 74 | 83 | 37 | 0.89 | 53 | 97 | 81 | 0.89 | P | 2009-12-01 |  |  | Lamps
73 | LED Street Lights |  | DW Windsor | Monaro LED Street Light |  | 4100730000100 | 74 | 83 | 37 | 0.89 |  |  |  |  | P | 2009-12-01 |  |  | Lamps
73 | LED Street Lights |  | DW Windsor | Monaro LED Street Light (Reduced Operation 72% Circuit Watts) |  | 4100730001100 | 53 | 97 | 81 | 0.89 |  |  |  |  | P | 2009-12-01 |  |  | Lamps
73 | LED Street Lights |  | DW Windsor | Monaro LED Street Light (Reduced Operation 49% Circuit Watts) |  | 4100730002100 | 36 | 65 | 54 | 0.89 |  |  |  |  | P | 2009-12-01 |  |  | Lamps
73 | LED Street Lights |  | Philips Lighting | LEDGine 64 LED Green Line |  | 4100730003100 | 73 | 77 | 25 | 0.95 |  |  |  |  | P | 2010-06-01 |  |  | Lamps
73 | LED Module |  | Urbis Lighting | 58 LED HS Module |  | 4100730004100 | 73 | 76 | 20 | 0.96 |  |  |  |  | P | 2011-02-01 |  | N/A | Lamps
74 | LED Street Light | White High Power LED System | Indal WRTL Exterior Lighting Ltd | Stela Square 52 LED Cool-led / Directa Post Top Road Lighting Luminaire |  | 4100740000100 | 74 | 75 | 16 | 0.98 |  |  |  |  | P | 2008-11-28 |  |  | Lamps | 2012-02-15 | Made Permanent
74 | LED Street Lights | 30 LED Minor Road Luminaire | CU Phosco RUUD Lighting | Ledway Road L*D ** * 03D ** Code = Product description (must be LXD or LYD), optic type (any), mounting (any), number of LEDs (must be 03 actually = 30 LEDs), Type of LED (must be D), colour (any). |  | 4100740001100 | 74 | 76 | 15 | 0.98 |  |  |  |  | P | 2011-08-17 |  | N/A | Lamps
74 | LED Street Light | White High Power LED System | Indal WRTL Exterior Lighting Ltd | Luma 2, 80 LED & 9000 Lumen Package (Dimmed 50% full power circuit watts) |  | 4100740002050 | 74 | 85 | 42 | 0.87 | 37 | 43 | 22 | 0.87 | P | 2012-08-15 |  |  | Lamps
74 | LED Street Light | White High Power LED System | Indal WRTL Exterior Lighting Ltd | Luma 2, 80 LED & 9000 Lumen Package (Dimmed 74% full power circuit watts) |  | 4100740002074 | 74 | 85 | 42 | 0.87 | 55 | 63 | 31 | 0.87 | P | 2012-08-15 |  |  | Lamps
74 | LED Street Light | White High Power LED System | Indal WRTL Exterior Lighting Ltd | Luma 2, 80 LED & 9000 Lumen Package |  | 4100740002100 | 74 | 85 | 42 | 0.87 |  |  |  |  | P | 2012-08-15 |  |  | Lamps
74 | LED Street Lights |  | Philips Lighting | LEDGine 2.2 Jan 2013 Grn88 740 Neutral White, Grn94 657 Cool White |  | 4100740003100 | 74 | 81 | 32 | 0.92 |  |  |  |  | P | 2013-03-20 |  |  | Lamps
74 | LED Street Lights |  | Philips Lighting | LEDGine 2.2 Jan 2013 ECO85 740 Neutral White, ECO91 657 Cool White |  | 4100740004100 | 75 | 84 | 36 | 0.9 |  |  |  |  | P | 2013-04-17 |  |  | Lamps
75 | LED Module |  | Urbis Lighting | 60 LED HS Module |  | 4100750000100 | 75 | 78 | 20 | 0.97 |  |  |  |  | P | 2011-02-01 |  | N/A | Lamps
75 | LED Street Light |  | Supernova LED Lighting Ltd | 75W (SSQ-15H) |  | 4100750001100 | 77 | 80 | 22 | 0.96 |  |  |  |  | P | 2011-06-06 |  |  | Lamps | 2012-08-01 | Date issued added 01/08/2012
75 | LED Street Lights |  | Philips Lighting | LEDGine GRN72 Warm White 3000k 830 |  | 4100750002100 | 75 | 81 | 31 | 0.93 |  |  |  |  | P | 2012-05-16 |  | N/A | Lamps
75 | LED Street Lights |  | LSII Europe | XRS3 * LED 63 350 CW UE/XENM3 PT * LED 63 350 CW UE/XENM3 SA * LED 63 350 CW UE/XLXM3 PT * LED 63 350 CW UE/XAS3 * LED 63 350 CW UE/XINM3 PT ** LED 63 350 CW UE/XINM3 SA * LED 63 350 CW UE |  | 4100750002100 | 77 | 85 | 37 | 0.9 |  |  |  |  | P | 2012-06-21 |  |  | Lamps
75 | LED Street Lights |  | Philips Lighting | Selenium LED 7400 Lumens 4000K Neutral White BGP340 74S 640 |  | 4100750003100 | 75 | 80 | 27 | 0.94 |  |  |  |  | P | 2012-10-17 |  |  | Lamps
75 | LED Street Lights |  | Advanced LED Ltd | CLIPPER 75W EL36 |  | 4100750005100 | 77 | 81 | 26 | 0.95 |  |  |  |  | P | 2013-06-19 |  |  | Lamps
76 | LED Street Lights |  | Philips Lighting | LEDGine GRN94 Cool White 5700K 657 |  | 4100760000100 | 75 | 81 | 31 | 0.93 |  |  |  |  | P | 2012-05-16 |  | N/A | Lamps
76 | LED Street Lights |  | Philips Lighting | LEDGine GRN88 Neutral White 4000K 740 |  | 4100760001100 | 75 | 81 | 31 | 0.93 |  |  |  |  | P | 2012-05-16 |  | N/A | Lamps
77 | LED Module |  | Urbis Lighting | 62 LED HS Module |  | 4100770000100 | 77 | 80 | 20 | 0.97 |  |  |  |  | P | 2011-02-01 |  | N/A | Lamps
77 | LED Street Lights |  | Philips Lighting | LEDGine ECO91 Cool White 5700K 657/LEDGine ECO85 Neutral White 4000K 740 |  | 4100770001100 | 77 | 85 | 34 | 0.91 |  |  |  |  | P | 2012-06-21 |  |  | Lamps
77 | LED Street Light | White High Power LED System | Indal WRTL Exterior Lighting Ltd | Luma 2, 60 LED & 9000 Lumen Package (Dimmed 51% full power circuit watts) |  | 4100770002051 | 77 | 82 | 28 | 0.94 | 39 | 41 | 13 | 0.94 | P | 2012-08-15 |  |  | Lamps
77 | LED Street Light | White High Power LED System | Indal WRTL Exterior Lighting Ltd | Luma 2, 60 LED & 9000 Lumen Package (Dimmed 75% full power circuit watts) |  | 4100770002075 | 77 | 82 | 28 | 0.94 | 58 | 62 | 22 | 0.94 | P | 2012-08-15 |  |  | Lamps
77 | LED Street Light | White High Power LED System | Indal WRTL Exterior Lighting Ltd | Luma 2, 60 LED & 9000 Lumen Package |  | 4100770002100 | 77 | 82 | 28 | 0.94 |  |  |  |  | P | 2012-08-15 |  |  | Lamps
77 | LED Street Lights |  | Urbis Lighting | 72 LED 350mA LF RE Module |  | 4100770006100 | 77 | 80 | 22 | 0.96 |  |  |  |  | P | 2012-01-16 |  |  | Lamps
78 | LED Fortimo Module | Fortimo HBM LED 2 x 4000lm 757 modules C/W Xitanium Driver | Philips Lighting | Fortimo HBM 2 x 4000lm 757 (Dimmed 22% Circuit Watts) |  | 4100780000022 | 77 | 82 | 26 | 0.95 | 17 | 29 | 23 | 0.59 | P | 2011-02-15 |  | N/A | Lamps
78 | LED Fortimo Module | Fortimo HBM LED 2 x 4000lm 757 modules C/W Xitanium Driver | Philips Lighting | Fortimo HBM 2 x 4000lm 757 (Dimmed 38% Circuit Watts) |  | 4100780000038 | 77 | 82 | 26 | 0.95 | 29 | 35 | 20 | 0.83 | P | 2011-02-15 |  | N/A | Lamps | 2012-08-01 | Unique Identifier incremented due to duplication
78 | LED Fortimo Module | Fortimo HBM LED 2 x 4000lm 757 modules C/W Xitanium Driver | Philips Lighting | Fortimo HBM 2 x 4000lm 757 (Dimmed 40% Circuit Watts) |  | 4100780000040 | 77 | 82 | 26 | 0.95 | 31 | 37 | 20 | 0.84 | P | 2011-02-15 |  | N/A | Lamps
78 | LED Fortimo Module | Fortimo HBM LED 2 x 4000lm 757 modules C/W Xitanium Driver | Philips Lighting | Fortimo HBM 2 x 4000lm 757 (Dimmed 60% Circuit Watts) |  | 4100780000060 | 77 | 82 | 26 | 0.95 | 46 | 52 | 22 | 0.9 | P | 2011-02-15 |  | N/A | Lamps | 2012-08-16 | Unique Identifier incremented due to duplication
78 | LED Fortimo Module | Fortimo HBM LED 2 x 4000lm 757 modules C/W Xitanium Driver | Philips Lighting | Fortimo HBM 2 x 4000lm 757 (Dimmed 68% Circuit Watts) |  | 4100780000068 | 77 | 82 | 26 | 0.95 | 52 | 56 | 23 | 0.91 | P | 2011-02-15 |  | N/A | Lamps | 2012-08-01 | Unique Identifier incremented due to duplication
78 | LED Fortimo Module | Fortimo HBM LED 2 x 4000lm 757 modules C/W Xitanium Driver | Philips Lighting | Fortimo HBM 2 x 4000lm 757 (Dimmed 74% Circuit Watts) |  | 4100780000074 | 77 | 82 | 26 | 0.95 | 40 | 45 | 22 | 0.88 | P | 2011-02-15 |  | N/A | Lamps | 2012-08-01 | Unique Identifier incremented due to duplication
78 | LED Fortimo Module | Fortimo HBM LED 2 x 4000lm 757 modules C/W Xitanium Driver | Philips Lighting | Fortimo HBM 2 x 4000lm 757 (Dimmed 86% Circuit Watts) |  | 4100780000086 | 77 | 82 | 26 | 0.95 | 66 | 70 | 25 | 0.93 | P | 2011-02-15 |  | N/A | Lamps | 2012-08-01 | Unique Identifier incremented due to duplication
78 | LED Fortimo Module | Fortimo HBM LED 2 x 4000lm 757 modules C/W Xitanium Driver | Philips Lighting | Fortimo HBM 2 x 4000lm 757 (100% Power) |  | 4100780000100 | 77 | 82 | 26 | 0.95 |  |  |  |  | P | 2011-02-15 |  | N/A | Lamps
78 | LED Fortimo Module |  | Philips Lighting | Fortimo HBM 2 x 4000lm 757 (100% Power) |  | 4100780000100 | 77 | 82 | 26 | 0.95 |  |  |  |  | P | 2011-06-16 |  |  | Lamps
78 | LED Street Light | White High Power LED System | Indal WRTL Exterior Lighting Ltd | Luma 2, 100 LED & 10000 Lumen Package (Dimmed 50% full power circuit watts) |  | 4100780001050 | 78 | 91 | 46 | 0.86 | 39 | 45 | 22 | 0.86 | P | 2012-08-15 |  |  | Lamps
78 | LED Street Light | White High Power LED System | Indal WRTL Exterior Lighting Ltd | Luma 2, 100 LED & 10000 Lumen Package (Dimmed 76% full power circuit watts) |  | 4100780001076 | 78 | 91 | 46 | 0.86 | 59 | 69 | 36 | 0.86 | P | 2012-08-15 |  |  | Lamps
78 | LED Fortimo Module |  | Philips Lighting | Fortimo HBM 2 x 4000lm 757 (Reduced Operation 85% Circuit Watts) |  | 4100780001100 | 66 | 70 | 25 | 0.93 |  |  |  |  | P | 2011-06-16 |  |  | Lamps
78 | LED Street Light | White High Power LED System | Indal WRTL Exterior Lighting Ltd | Luma 2, 100 LED & 10000 Lumen Package |  | 4100780001100 | 78 | 91 | 46 | 0.86 |  |  |  |  | P | 2012-08-15 |  |  | Lamps
78 | LED Fortimo Module |  | Philips Lighting | Fortimo HBM 2 x 4000lm 757 (Reduced Operation 74% Circuit Watts) |  | 4100780002100 | 29 | 35 | 20 | 0.83 |  |  |  |  | P | 2011-06-16 |  |  | Lamps
78 | LED Fortimo Module |  | Philips Lighting | Fortimo HBM 2 x 4000lm 757 (Reduced Operation 67% Circuit Watts) |  | 4100780003100 | 52 | 56 | 23 | 0.91 |  |  |  |  | P | 2011-06-16 |  |  | Lamps
78 | LED Fortimo Module |  | Philips Lighting | Fortimo HBM 2 x 4000lm 757 (Reduced Operation 60% Circuit Watts) |  | 4100780004100 | 46 | 52 | 22 | 0.9 |  |  |  |  | P | 2011-06-16 |  |  | Lamps
78 | LED Fortimo Module |  | Philips Lighting | Fortimo HBM 2 x 4000lm 757 (Reduced Operation 51% Circuit Watts) |  | 4100780005100 | 40 | 45 | 22 | 0.88 |  |  |  |  | P | 2011-06-16 |  |  | Lamps
78 | LED Fortimo Module |  | Philips Lighting | Fortimo HBM 2 x 4000lm 757 (Reduced Operation 40% Circuit Watts) |  | 4100780006100 | 31 | 37 | 20 | 0.84 |  |  |  |  | P | 2011-06-16 |  |  | Lamps
78 | LED Fortimo Module |  | Philips Lighting | Fortimo HBM 2 x 4000lm 757 (Reduced Operation 22% Circuit Watts) |  | 4100780007100 | 17 | 29 | 23 | 0.59 |  |  |  |  | P | 2011-06-16 |  |  | Lamps
78 | LED Street Light |  | CU Phosco Lighting | 36 LED 6P (V3) Full Power |  | 4100780008100 | 78 | 80 | 17 | 0.98 |  |  |  |  | P | 2012-08-15 |  |  | Lamps |  | Added 16/08/2012
78 | LED Street Light |  | CU Phosco Lighting | 36 LED 6P (V3) Reduced Operation 93% (650mA) |  | 4100780009100 | 72 | 74 | 18 | 0.97 |  |  |  |  | P | 2012-08-15 |  |  | Lamps |  | Added 16/08/2012
78 | LED Street Lights |  | Philips Lighting | Fortimo HBM 2 x 4000lm 757 (33% Reduced Operation) |  | 4100780010100 | 33 | 33 | 19 | 0.82 |  |  |  |  | p | 2013-03-20 |  |  | Lamps
79 | LED Street Light | White High Power LED System | Indal WRTL Exterior Lighting Ltd | Luma 3, 100 LED & 10000 Lumen Package (Dimmed 49% full power circuit watts) |  | 4100790000049 | 79 | 92 | 47 | 0.86 | 39 | 45 | 22 | 0.86 | P | 2012-08-15 |  |  | Lamps
79 | LED Street Light | White High Power LED System | Indal WRTL Exterior Lighting Ltd | Luma 3, 100 LED & 10000 Lumen Package (Dimmed 75% full power circuit watts) |  | 4100790000075 | 79 | 92 | 47 | 0.86 | 59 | 69 | 36 | 0.86 | P | 2012-08-15 |  |  | Lamps
79 | LED Street Light | White High Power LED System | Indal WRTL Exterior Lighting Ltd | Luma 3, 100 LED & 10000 Lumen Package |  | 4100790000100 | 79 | 92 | 47 | 0.86 |  |  |  |  | P | 2012-08-15 |  |  | Lamps
78 | LED Street Light |  | CU Phosco Lighting | 36 LED 6P (V3) Reduced Operation 85% (600mA) |  | 4100790010100 | 67 | 69 | 17 | 0.97 |  |  |  |  | P | 2012-08-15 |  |  | Lamps |  | Added 16/08/2012
78 | LED Street Light |  | CU Phosco Lighting | 36 LED 6P (V3) Reduced Operation 78% (550mA) |  | 4100790011100 | 61 | 63 | 17 | 0.96 |  |  |  |  | P | 2012-08-15 |  |  | Lamps |  | Added 16/08/2012
78 | LED Street Light |  | CU Phosco Lighting | 36 LED 6P (V3) Reduced Operation 71% (500mA) |  | 4100790012100 | 55 | 58 | 16 | 0.96 |  |  |  |  | P | 2012-08-15 |  |  | Lamps |  | Added 16/08/2012
78 | LED Street Light |  | CU Phosco Lighting | 36 LED 6P (V3) Reduced Operation 64% (450mA) |  | 4100790013100 | 50 | 52 | 16 | 0.95 |  |  |  |  | P | 2012-08-15 |  |  | Lamps |  | Added 16/08/2012
78 | LED Street Light |  | CU Phosco Lighting | 36 LED 6P (V3) Reduced Operation 57% (400mA) |  | 4100790014100 | 44 | 47 | 16 | 0.94 |  |  |  |  | P | 2012-08-15 |  |  | Lamps |  | Added 16/08/2012
78 | LED Street Light |  | CU Phosco Lighting | 36 LED 6P (V3) Reduced Operation 50% (350mA) |  | 4100790015100 | 39 | 42 | 16 | 0.93 |  |  |  |  | P | 2012-08-15 |  |  | Lamps |  | Added 16/08/2012
78 | LED Street Light |  | CU Phosco Lighting | 36 LED 6P (V3) Reduced Operation 43% (300mA) |  | 4100790016100 | 34 | 37 | 16 | 0.91 |  |  |  |  | P | 2012-08-15 |  |  | Lamps |  | Added 16/08/2012
78 | LED Street Light |  | CU Phosco Lighting | 36 LED 6P (V3) Reduced Operation 37% (250mA) |  | 4100790017100 | 29 | 32 | 15 | 0.88 |  |  |  |  | P | 2012-08-15 |  |  | Lamps |  | Added 16/08/2012
78 | LED Street Light |  | CU Phosco Lighting | 36 LED 6P (V3) Reduced Operation 30% (200mA) |  | 4100790018100 | 23 | 27 | 15 | 0.85 |  |  |  |  | P | 2012-08-15 |  |  | Lamps |  | Added 16/08/2012
79 | LED Street Lights |  | Urbis Lighting | 48 LED 500mA LF RE Module |  | 4100790019100 | 79 | 84 | 29 | 0.94 |  |  |  |  | P | 2012-01-16 |  |  | Lamps
79 | LED Street Lights |  | Low Carbon Lighting Limited | Luxon Street 70LED |  | 4100793000100 | 77 | 81 | 26 | 0.95 |  |  |  |  | P | 2012-08-15 |  |  | Lamps |  | Added 16/08/2012
80 | LED Street Lights |  | Philips Lighting | BPP 704/4 UrbanLine LED Luminaire |  | 4100800000100 | 83 | 96 | 49 | 0.86 |  |  |  |  | P | 2009-12-01 |  |  | Lamps
80 | LED Module |  | Urbis Lighting | 64 LED HS Module |  | 4100800001100 | 80 | 82 | 21 | 0.97 |  |  |  |  | P | 2011-04-06 |  | N/A | Lamps
82 | LED Module |  | Urbis Lighting | 66 LED HS Module |  | 4100800002100 | 82 | 84 | 18 | 0.97 |  |  |  |  | P | 2011-04-06 |  | N/A | Lamps
80 | LED Street Light |  | GE | GE R250 - Modular Roadway R250 Double/ASY3/80/43 (43% Dimmed Circuit Watts) |  | 4100800003043 | 81 | 87 | 31 | 0.93 | 35 | 51 | 37 | 0.69 | P | 2011-02-15 |  | N/A | Lamps
80 | LED Street Light |  | GE | GE R250 - Modular Roadway R250 Double/ASY3/80/43 |  | 4100800003100 | 81 | 87 | 31 | 0.93 |  |  |  |  | P | 2011-02-15 |  | N/A | Lamps
80 | LED Street Lights |  | OrangeTek | TERRALED 80A |  | 4100800004100 | 78 | 85 | 35 | 0.91 |  |  |  |  | P | 2012-09-19 |  |  | Lamps
81 | LED Module |  | Urbis Lighting | 68 LED HS3 Module |  | 4100810000100 | 81 | 89 | 35 | 0.92 |  |  |  |  | P | 2011-04-06 |  | N/A | Lamps
81 | LED Street Lights | 36 LED Traditional Post-top Luminaire | CU Phosco Lighting | P516 36 LED V3 - WWL |  | 4100810001100 | 81 | 83 | 18 | 0.98 |  |  |  |  | P | 2011-06-16 |  |  | Lamps
81 | LED Street Lights |  | Urbis Lighting | 48 LED 500mA LF Module V1 |  | 4100810002100 | 81 | 86 | 27 | 0.95 |  |  |  |  | P | 2012-06-21 |  |  | Lamps
81 | LED Street Lights |  | Philips Lighting | LEDGine 2.2 Jan 2013 Grn98 740 Neutral White, Grn104 657 Cool White |  | 4100810003100 | 81 | 87 | 32 | 0.93 |  |  |  |  | P | 2013-03-20 |  |  | Lamps
82 | LED Street Lights |  | Low Energy Designs Ltd | SUNFire 7 (61% Dimmed Circuit Watts) |  | 4100820000061 | 82 | 87 | 31 | 0.93 | 50 | 58 | 30 | 0.86 | P | 2013-05-15 |  |  | Lamps |  | Replaces 41 0050 0000 061
82 | LED Street Light | SUNFire 7 | Low Energy Designs Ltd | SUNFire 7 (Full Power) |  | 4100820000100 | 82 | 87 | 31 | 0.93 |  |  |  |  | P | 2009-06-23 |  |  | Lamps
82 | LED Street Lights | 2X 'Twin' LED Module | DW Windsor | DWW LED Engine Quad Module -500mA |  | 4100820001100 | 82 | 88 | 32 | 0.93 |  |  |  |  | P | 2012-04-18 |  |  | Lamps
82 | LED Street Lights |  | Philips Lighting | Clearway LED 7300 Lumens 4000K Neutral White BGP303 73S 740 |  | 4100820002100 | 82 | 84 | 21 | 0.97 |  |  |  |  | P | 2012-10-17 |  |  | Lamps
83 | LED Street Lights |  | LED Roadway Lighting | Satellite Series 83W Model S72M |  | 4100830000100 | 83 | 87 | 27 | 0.95 |  |  |  |  | P | 2010-02-01 |  |  | Lamps
83 | LED Module |  | Urbis Lighting | 70 LED HS3 Module |  | 4100830001100 | 83 | 89 | 32 | 0.93 |  |  |  |  | P | 2011-04-06 |  | N/A | Lamps
83 | LED Street Lights |  | LED Roadway Lighting | Satellite Series 83W CLO Dimming Model S72M(50% Dimmed Circuit Watts) |  | 4100830002050 | 75 | 82 | 32 | 0.92 | 39 | 47 | 26 | 0.82 | P | 2013-03-20 |  |  | Lamps
83 | LED Street Lights |  | LED Roadway Lighting | Satellite Series 83W CLO Dimming Model S72M (75% Dimmed Circuit Watts) |  | 4100830002075 | 75 | 82 | 32 | 0.92 | 57 | 64 | 29 | 0.89 | P | 2013-03-20 |  |  | Lamps
83 | LED Street Lights |  | LED Roadway Lighting | Satellite Series 83W CLO Dimming Model S72M |  | 4100830002100 | 75 | 82 | 32 | 0.92 |  |  |  |  | P | 2013-03-20 |  |  | Lamps
83 | LED Street Lights |  | CU Phosco Lighting | P850 200mA 83W V1 CLO |  | 4100830003100 | 86 | 86 | 22 | 0.97 |  |  |  |  | P | 2013-05-15 |  |  | Lamps
84 | Light Emitting Diode |  | iGuzzini Illuminazione (UK) Ltd | Archilede 84 LED Road Lighting Luminaire (Dimmed 54%) |  | 4100840000054 | 106 | 110 | 28 | 0.97 | 57 | 61 | 21 | 0.94 | P | 2009-10-01 |  |  | Lamps
84 | Light Emitting Diode |  | iGuzzini Illuminazione (UK) Ltd | Archilede 84 LED Road Lighting Luminaire (Dimmed 73%) |  | 4100840000073 | 106 | 110 | 28 | 0.97 | 77 | 81 | 27 | 0.94 | P | 2009-10-01 |  |  | Lamps
84 | Light Emitting Diode |  | iGuzzini Illuminazione (UK) Ltd | Archilede 84 LED Road Lighting Luminaire |  | 4100840000100 | 106 | 110 | 28 | 0.97 |  |  |  |  | P | 2009-10-01 |  |  | Lamps
84 | LED Street Lights |  | Thorn-Europhane | Oxane 84W |  | 4100840001100 | 86 | 89 | 25 | 0.96 |  |  |  |  | P | 2012-03-07 |  | N/A | Lamps
84 | LED Street lights |  | Thorn-Europhane | Oxane 84W |  | 4100840002100 | 86 | 89 | 25 | 0.96 |  |  |  |  | P | 2012-04-18 |  |  | Lamps
84 | LED Street Light | White High Power LED System | Indal WRTL Exterior Lighting Ltd | Luma 2 + 3, 120 LED & 11000 Lumen Package (Dimmed 50% full power circuit watts) |  | 4100840003050 | 84 | 95 | 45 | 0.88 | 42 | 48 | 23 | 0.88 | P | 2012-08-15 |  |  | Lamps
84 | LED Street Light | White High Power LED System | Indal WRTL Exterior Lighting Ltd | Luma 2 + 3, 120 LED & 11000 Lumen Package (Dimmed 75% full power circuit watts) |  | 4100840003075 | 84 | 95 | 45 | 0.88 | 63 | 72 | 35 | 0.88 | P | 2012-08-15 |  |  | Lamps
84 | LED Street Lights |  | Philips Lighting | LEDGine GRN104 Cool White 5700K 657 |  | 4100840003100 | 84 | 89 | 30 | 0.94 |  |  |  |  | P | 2012-05-16 |  | N/A | Lamps
84 | LED Street Light | White High Power LED System | Indal WRTL Exterior Lighting Ltd | Luma 2 + 3, 120 LED & 11000 Lumen Package |  | 4100840003100 | 84 | 95 | 45 | 0.88 |  |  |  |  | P | 2012-08-15 |  |  | Lamps
84 | LED Street Lights |  | Philips Lighting | LEDGine GRN98 Neutral White 4000K 740 |  | 4100840004100 | 84 | 89 | 30 | 0.94 |  |  |  |  | P | 2012-05-16 |  | N/A | Lamps
84 | LED Street Lights |  | Philips Lighting | LEDGine GRN80 Warm White 3000k 830 |  | 4100840005100 | 84 | 89 | 30 | 0.94 |  |  |  |  | P | 2012-05-16 |  | N/A | Lamps
84 | LED Street lights |  | Thorn-Europhane | StreetLED 700x36LED - Oxane 84W / Legend 84W / - Isaro LED 84W / - Dyana LED700 84W |  | 4100840006100 | 86 | 89 | 25 | 0.96 |  |  |  |  | p | 2012-01-16 |  |  | Lamps
85 | LED Street Lights |  | Philips Lighting | LEDGine 72 LED Green Line |  | 4100850000100 | 85 | 88 | 26 | 0.96 |  |  |  |  | P | 2010-06-01 |  |  | Lamps
85 | LED Module |  | Urbis Lighting | 72 LED HS3 Module |  | 4100850001100 | 85 | 91 | 32 | 0.94 |  |  |  |  | P | 2011-04-06 |  | N/A | Lamps
85 | LED Street Lights |  | Advanced LED Ltd | CLIPPER 85W PH27 |  | 4100850002100 | 85 | 89 | 23 | 0.95 |  |  |  |  | P | 2013-06-19 |  |  | Lamps
86 | LED Street Light |  | Philips Lighting | LEDGine 48 LED Economy Line (Cool White 5600k) |  | 4100860000100 | 86 | 89 | 25 | 0.96 |  |  |  |  | P | 2011-06-16 |  |  | Lamps
87 | LED Module |  | Urbis Lighting | 74 LED HS3 Module |  | 4100870000100 | 87 | 92 | 30 | 0.94 |  |  |  |  | P | 2011-04-06 |  | N/A | Lamps
87 | LED Street Lights |  | CU Phosco Lighting | P850 200mA 87W V1 |  | 4100870001100 | 87 | 90 | 23 | 0.97 |  |  |  |  | P | 2013-03-20 |  |  | Lamps
88 | LED Street Lights |  | LED Roadway Lighting | LED Streetlight Fixture (88 watts), Model S96M |  | 4100880000100 | 85 | 88 | 21 | 0.97 |  |  |  |  | P | 2009-12-01 |  |  | Lamps
88 | LED Street Lights |  | LED Roadway Lighting | LED Streetlight Fixture (88 watts), Model S48S |  | 4100880001100 | 90 | 96 | 33 | 0.94 |  |  |  |  | P | 2010-10-05 |  | N/A | Lamps
88 | LED Street Light | 50 | LED Roadway Lighting | Satellite Series 88W CLO Dimming Model S48S (Dimmed 47% Circuit Watts) |  | 4100880002047 | 37 | 38 | 8 | 0.98 |  |  |  |  | P | 2012-08-15 |  |  | Lamps |  | Added 16/08/2012
88 | LED Street Light | 75 | LED Roadway Lighting | Satellite Series 88W CLO Dimming Model S48S (Dimmed 74% Circuit Watts) |  | 4100880002074 | 58 | 59 | 11 | 0.98 |  |  |  |  | P | 2012-08-15 |  |  | Lamps |  | Added 16/08/2012
88 | LED Street Light | 100 | LED Roadway Lighting | Satellite Series 88W CLO Dimming Model S48S (Full power) |  | 4100880002100 | 78 | 79 | 14 | 0.99 |  |  |  |  | P | 2012-08-15 |  |  | Lamps |  | Added 16/08/2012
88 | LED Street Lights |  | Urbis Lighting | 40 LED 700mA |  | 4100880003100 | 88 | 93 | 29 | 0.95 |  |  |  |  | P | 2012-01-16 |  |  | Lamps
89 | LED Module |  | Urbis Lighting | 76 LED HS3 Module |  | 4100890000100 | 89 | 94 | 30 | 0.95 |  |  |  |  | P | 2011-04-06 |  | N/A | Lamps
89 | LED Street Lights | 1X 'Twin' 1 X 'Single' | DW Windsor | DWW LED Engine Triple Module - 700mA |  | 4100890001100 | 89 | 92 | 23 | 0.97 |  |  |  |  | P | 2012-04-18 |  |  | Lamps
89 | LED Street Light | White High Power LED System | Indal WRTL Exterior Lighting Ltd | Luma 2, 100 LED & 11000 Lumen Package (Dimmed 49% full power circuit watts) |  | 4100890002049 | 89 | 100 | 46 | 0.89 | 44 | 49 | 22 | 0.89 | P | 2012-08-15 |  |  | Lamps
89 | LED Street Light | White High Power LED System | Indal WRTL Exterior Lighting Ltd | Luma 2, 100 LED & 11000 Lumen Package (Dimmed 75% full power circuit watts) |  | 4100890002075 | 89 | 100 | 46 | 0.89 | 67 | 75 | 34 | 0.89 | P | 2012-08-15 |  |  | Lamps
89 | LED Street Light | White High Power LED System | Indal WRTL Exterior Lighting Ltd | Luma 2, 100 LED & 11000 Lumen Package |  | 4100890002100 | 89 | 100 | 46 | 0.89 |  |  |  |  | P | 2012-08-15 |  |  | Lamps
90 | LED Street Light | 100W LED Road Lantern | Abacus Lighting Ltd. | LED Street Lantern: Ref. AL6701/100W |  | 4100900000100 | 90 | 93 | 22 | 0.97 |  |  |  |  | P | 2011-08-30 |  | N/A | Lamps
90 | LED Street Light | White High Power LED System | Indal WRTL Exterior Lighting Ltd | Luma 2, 60 LED & 10000 Lumen Package (Dimmed 50% full power circuit watts) |  | 4100900001050 | 90 | 95 | 30 | 0.95 | 45 | 47 | 14 | 0.95 | P | 2012-08-15 |  |  | Lamps
90 | LED Street Light | White High Power LED System | Indal WRTL Exterior Lighting Ltd | Luma 2, 60 LED & 10000 Lumen Package (Dimmed 74% full power circuit watts) |  | 4100900001074 | 90 | 95 | 30 | 0.95 | 67 | 71 | 23 | 0.95 | P | 2012-08-15 |  |  | Lamps
90 | LED Street Light | White High Power LED System | Indal WRTL Exterior Lighting Ltd | Luma 2, 60 LED & 10000 Lumen Package |  | 4100900001100 | 90 | 95 | 30 | 0.95 |  |  |  |  | P | 2012-08-15 |  |  | Lamps
90 | LED Street Light |  | Electrical Express | ZION90 Street Lantern (50% Dimmed circuit watts) |  | 4100900002050 | 85 | 87 | 14 | 0.99 | 46 | 47 | 9 | 0.98 | P | 2013-03-20 |  |  | Lamps
90 | LED Street Light |  | Electrical Express | ZION90 Street Lantern |  | 4100900002100 | 85 | 87 | 14 | 0.99 |  |  |  |  | P | 2013-03-20 |  |  | Lamps
90 | LED Street Lights |  | Philips Lighting | LEDGine 2.2 Jan 2013 ECO99 740 Neutral White, ECO106 657 Cool White |  | 4100900003100 | 90 | 97 | 38 | 0.92 |  |  |  |  | P | 2013-04-17 |  |  | Lamps
91 | LED Street Lights |  | Philips Lighting | LEDGine ECO106 Cool White 5700K 657/LEDGine ECO99 Neutral White 4000K 740 |  | 4100910000100 | 91 | 97 | 34 | 0.93 |  |  |  |  | P | 2012-06-21 |  |  | Lamps
91 | LED Street Lights |  | Urbis Lighting | 56 LED 500mA LF RE Module |  | 4100910001100 | 90 | 95 | 30 | 0.95 |  |  |  |  | P | 2012-01-16 |  |  | Lamps
91 | LED Street Lights |  | Philips Lighting | LEDGine 2.2 Jan 2013 Grn107 740 Neutral White, Grn114 657 Cool White |  | 4100910002100 | 91 | 103 | 49 | 0.88 |  |  |  |  | P | 2013-03-20 |  |  | Lamps
92 | LED Module |  | Urbis Lighting | 78 LED HS3 Module |  | 4100920000100 | 92 | 96 | 29 | 0.95 |  |  |  |  | P | 2011-04-06 |  | N/A | Lamps
92 | LED Street Light | White High Power LED System | Indal WRTL Exterior Lighting Ltd | Luma 2, 120 LED & 12000 Lumen Package (Dimmed 50% full power circuit watts) |  | 4100920001050 | 92 | 103 | 47 | 0.89 | 46 | 52 | 24 | 0.89 | P | 2012-08-15 |  |  | Lamps
92 | LED Street Light | White High Power LED System | Indal WRTL Exterior Lighting Ltd | Luma 2, 120 LED & 12000 Lumen Package (Dimmed 75% full power circuit watts) |  | 4100920001075 | 92 | 103 | 47 | 0.89 | 69 | 78 | 36 | 0.89 | P | 2012-08-15 |  |  | Lamps
92 | LED Street Light | White High Power LED System | Indal WRTL Exterior Lighting Ltd | Luma 2, 120 LED & 12000 Lumen Package |  | 4100920001100 | 92 | 103 | 47 | 0.89 |  |  |  |  | P | 2012-08-15 |  |  | Lamps
92 | LED Street Lights |  | Philips Lighting | Selenium LED 7400 Lumens 4000K Neutral White BGP340 92S 640 |  | 4100920002100 | 91 | 96 | 29 | 0.95 |  |  |  |  | P | 2012-10-17 |  |  | Lamps
93 | LED Street Lights |  | Low Energy Designs Ltd | SunBURST 8 (60% Dimmed Circuit Watts) |  | 4100930000060 | 93 | 105 | 49 | 0.89 | 56 | 61 | 23 | 0.93 | P | 2013-05-15 |  |  | Lamps |  | Replaces 41 0056 0000 100
93 | LED Street Light | SunBURST 8 | Low Energy Designs Ltd | SunBURST 8 Full Power |  | 4100930000100 | 93 | 105 | 49 | 0.89 |  |  |  |  | P | 2009-06-23 |  |  | Lamps
93 | LED Street Light | White High Power LED System | Indal WRTL Exterior Lighting Ltd | Luma 3, 120 LED & 12000 Lumen Package (Dimmed 49% full power circuit watts) |  | 4100930001049 | 93 | 106 | 50 | 0.88 | 46 | 52 | 24 | 0.88 | P | 2012-08-15 |  |  | Lamps
93 | LED Street Light | White High Power LED System | Indal WRTL Exterior Lighting Ltd | Luma 3, 120 LED & 12000 Lumen Package (Dimmed 74% full power circuit watts) |  | 4100930001074 | 93 | 106 | 50 | 0.88 | 69 | 78 | 36 | 0.88 | P | 2012-08-15 |  |  | Lamps
93 | LED Street Light | White High Power LED System | Indal WRTL Exterior Lighting Ltd | Luma 3, 120 LED & 12000 Lumen Package |  | 4100930001100 | 93 | 106 | 50 | 0.88 |  |  |  |  | P | 2012-08-15 |  |  | Lamps
94 | LED Module |  | Urbis Lighting | 80 LED HS3 Module |  | 4100940000100 | 94 | 98 | 30 | 0.95 |  |  |  |  | P | 2011-04-06 |  | N/A | Lamps
94 | LED Street Lights | 40D LED MINOR ROAD LUMINAIRE | CU Phosco RUUD Lighting | Ledway RoadL*D***04D Code = Product description (must be LXD or LYD), optic type (any), mounting (any), number of LEDs (must be 04 actually = 40 LEDs), Type of LED (must be D), colour (any). |  | 4100940001100 | 93 | 94 | 17 | 0.98 |  |  |  |  | P | 2011-08-30 |  | N/A | Lamps
96 | LED Street Lights |  | Philips Lighting | LEDGine 80 LED Green Line |  | 4100960000100 | 96 | 100 | 27 | 0.96 |  |  |  |  | P | 2010-06-01 |  |  | Lamps
96 | LED Module |  | Urbis Lighting | 82 LED HS3 Module |  | 4100960001100 | 96 | 100 | 30 | 0.95 |  |  |  |  | P | 2011-04-06 |  | N/A | Lamps
96 | LED Street Lights |  | Gewiss UK | Street [O3] - GW87512 |  | 4100960002100 | 104 | 107 | 27 | 0.97 |  |  |  |  | P | 2012-06-21 |  |  | Lamps
96 | LED Street Lights |  | Gewiss UK | Street [O3] - GW87503 / GW87513 |  | 4100960003100 | 104 | 107 | 26 | 0.97 |  |  |  |  | P | 2012-12-19 |  |  | Lamps
96 | LED street Light |  | OrangeTek | TERRALED 96A |  | 4100960004100 | 105 | 114 | 45 | 0.92 | [5 empty] | 2012-12-19 |  |  | Lamps
97 | LED Street Light |  | GE | GE R250 - Modular Roadway R250 Double/ASY3/97/43 (43% Dimmed Circuit Watts |  | 4100970000043 | 98 | 103 | 31 | 0.95 | 42 | 53 | 32 | 0.8 | P | 2011-02-15 |  | N/A | Lamps
97 | LED Street Light |  | GE | GE R250 - Modular Roadway R250 Double/ASY3/97/43 |  | 4100970000100 | 98 | 103 | 31 | 0.95 |  |  |  |  | P | 2011-02-15 |  | N/A | Lamps
97 | LED Street Lights |  | Philips Lighting | LEDGine 2.2 Jan 2013 Grn117 740 Neutral White, Grn125 657 Cool White |  | 4100970001100 | 97 | 111 | 55 | 0.87 |  |  |  |  | P | 2013-03-20 |  |  | Lamps
98 | LED Module |  | Urbis Lighting | 84 LED HS3 Module |  | 4100980000100 | 98 | 103 | 31 | 0.95 |  |  |  |  | P | 2011-04-06 |  | N/A | Lamps
98 | LED Street Light | INDRA 98W : LED streetlighting luminaire | Thorn-Europhane | INDRA 98W |  | 4100980001100 | 94 | 97 | 26 | 0.96 |  |  |  |  | P | 2011-06-16 |  |  | Lamps
98 | LED Street Lights |  | LSII Europe | XRS3 * LED 63 450 CW UE/XENM3 PT * LED 63 450 CW UE/XENM3 SA * LED 63 450 CW UE/XLXM3 PT * LED 63 450 CW UE/XAS3 * LED 63 450 CW UE/XINM3 PT ** LED 63 450 CW UE/XINM3 SA * LED 63 450 CW UE |  | 4100980002100 | 100 | 106 | 37 | 0.94 |  |  |  |  | P | 2012-06-21 |  |  | Lamps
98 | LED Street Light | White High Power LED System | Indal WRTL Exterior Lighting Ltd | Luma 3, 140 LED & 13000 Lumen Package (Dimmed 50% full power circuit watts) |  | 4100980005050 | 98 | 110 | 50 | 0.89 | 49 | 55 | 25 | 0.89 | P | 2012-08-15 |  |  | Lamps
98 | LED Street Light | White High Power LED System | Indal WRTL Exterior Lighting Ltd | Luma 3, 140 LED & 13000 Lumen Package (Dimmed 74% full power circuit watts) |  | 4100980005074 | 98 | 110 | 50 | 0.89 | 73 | 82 | 37 | 0.89 | P | 2012-08-15 |  |  | Lamps
98 | LED Street Light | White High Power LED System | Indal WRTL Exterior Lighting Ltd | Luma 3, 140 LED & 13000 Lumen Package |  | 4100980005100 | 98 | 110 | 50 | 0.89 |  |  |  |  | P | 2012-08-15 |  |  | Lamps
99 | LED Street Light |  | Philips Lighting | LEDGine 56 LED Economy Line (Cool White 5600k) |  | 4100990000100 | 99 | 102 | 27 | 0.97 |  |  |  |  | P | 2011-06-16 |  |  | Lamps
100 | LED Street Light |  | Firefly LED Limited | Firefly LED SL-100 |  | 4101000000100 | 104 | 105 | 16 | 0.99 |  |  |  |  | P | 2008-11-20 |  |  | Lamps | 2012-02-15 | Made Permanent
100 | LED Street Lights |  | MBRM PTY LTD | 100W Screentech MBRM LED Street Lights |  | 4101000001100 | 113 | 122 | 47 | 0.92 |  |  |  |  | P | 2009-04-08 |  |  | Lamps
100 | LED Street Lights |  | LED Roadway Lighting | LED Streetlight Fixture (100 watts), Model S48S |  | 4101000002100 | 104 | 109 | 33 | 0.95 |  |  |  |  | P | 2010-10-05 |  | N/A | Lamps
100 | LED Street Lights | 80 LED Minor Road Luminaire | CU Phosco RUUD Lighting | Edge Street L*S ** * 08C ** Code = Product description (must be LXS or LYS), optic type (any), mounting (any), number of LEDs (must be 08 actually = 80 LEDs), Type of LED (must be C), colour (any). |  | 4101000003100 | 94 | 98 | 29 | 0.96 |  |  |  |  | P | 2011-03-01 |  | N/A | Lamps
100 | LED Module |  | Urbis Lighting | 86 LED HS3 Module |  | 4101000004100 | 100 | 105 | 31 | 0.95 |  |  |  |  | P | 2011-04-06 |  | N/A | Lamps
100 | LED Street light |  | Dialight | Street Sense L12598 |  | 4101000005100 | 98 | 104 | 35 | 0.94 |  |  |  |  | P | 2012-04-18 |  |  | Lamps
100 | LED Street Lights |  | Advanced LED Ltd | CLIPPER 100W PH36 |  | 4101000006100 | 103 | 108 | 30 | 0.96 |  |  |  |  | P | 2013-06-19 |  |  | Lamps
100 | LED Street Lights |  | Advanced LED Ltd | CLIPPER 100W EL36 |  | 4101000007100 | 103 | 106 | 26 | 0.97 |  |  |  |  | P | 2013-06-19 |  |  | Lamps
101 | LED Street Light | White High Power LED System | Indal WRTL Exterior Lighting Ltd | Luma 2, 120 LED & 13000 Lumen Package (Dimmed 50% full power circuit watts) |  | 4101010000050 | 101 | 111 | 46 | 0.91 | 51 | 56 | 23 | 0.91 | P | 2012-08-15 |  |  | Lamps
101 | LED Street Light | White High Power LED System | Indal WRTL Exterior Lighting Ltd | Luma 2, 120 LED & 13000 Lumen Package (Dimmed 75% full power circuit watts) |  | 4101010000075 | 101 | 111 | 46 | 0.91 | 76 | 84 | 36 | 0.91 | P | 2012-08-15 |  |  | Lamps
101 | LED Street Light | White High Power LED System | Indal WRTL Exterior Lighting Ltd | Luma 2, 120 LED & 13000 Lumen Package |  | 4101010000100 | 101 | 111 | 46 | 0.91 |  |  |  |  | P | 2012-08-15 |  |  | Lamps
102 | LED Module |  | Urbis Lighting | 88 LED HS3 Module |  | 4101020000100 | 102 | 107 | 32 | 0.96 |  |  |  |  | P | 2011-04-06 |  | N/A | Lamps
102 | LED Street Light | White High Power LED System | Indal WRTL Exterior Lighting Ltd | Luma 2, 60 LED & 11000 Lumen Package (Dimmed 50% full power circuit watts) |  | 4101020001050 | 102 | 105 | 26 | 0.97 | 51 | 53 | 14 | 0.97 | P | 2012-08-15 |  |  | Lamps
102 | LED Street Light | White High Power LED System | Indal WRTL Exterior Lighting Ltd | Luma 2, 60 LED & 11000 Lumen Package (Dimmed 75% full power circuit watts) |  | 4101020001075 | 102 | 105 | 26 | 0.97 | 76 | 78 | 18 | 0.97 | P | 2012-08-15 |  |  | Lamps
102 | LED Street Light | White High Power LED System | Indal WRTL Exterior Lighting Ltd | Luma 2, 60 LED & 11000 Lumen Package |  | 4101020001100 | 102 | 105 | 26 | 0.97 |  |  |  |  | P | 2012-08-15 |  |  | Lamps
102 | LED Street Lights |  | Urbis Lighting | 64 LED 500mA LF RE Module |  | 4101020002100 | 102 | 107 | 32 | 0.95 |  |  |  |  | P | 2012-01-16 |  |  | Lamps
102 | LED Street Lights |  | Philips Lighting | LEDGine 2.2 Jan 2013 ECO113 740 Neutral White, ECO121 657 Cool White |  | 4101020003100 | 102 | 108 | 37 | 0.94 |  |  |  |  | P | 2013-04-17 |  |  | Lamps
103 | LED Street Lights |  | CU Phosco Lighting | P850 250mA 103W V1 CLO |  | 4101030000100 | 103 | 105 | 24 | 0.97 |  |  |  |  | P | 2013-05-15 |  |  | Lamps
104 | LED Street Lights |  | Philips Lighting | LEDGine 88 LED Green Line |  | 4101040000100 | 104 | 113 | 43 | 0.92 |  |  |  |  | P | 2010-06-01 |  |  | Lamps
104 | LED Module |  | Urbis Lighting | 90 LED HS3 Module |  | 4101040001100 | 104 | 109 | 32 | 0.96 |  |  |  |  | P | 2011-04-06 |  | N/A | Lamps
104 | LED Street Lights |  | Urbis Lighting | 48 LED 700mA |  | 4101040002100 | 104 | 108 | 30 | 0.96 |  |  |  |  | P | 2012-01-16 |  |  | Lamps
105 | LED Street Lights |  | Philips Lighting | LEDGine ECO121 Cool White 5700K 657/LEDGine ECO113 Neutral White 4000K 740 |  | 4101050000100 | 105 | 110 | 33 | 0.95 |  |  |  |  | P | 2012-06-21 |  |  | Lamps
106 | LED Street Lights |  | Philips Lighting | Clearway LED 9800 Lumens 4000K Neutral White BGP303 98S 740 |  | 4101060000100 | 105 | 108 | 23 | 0.98 |  |  |  |  | P | 2012-10-17 |  |  | Lamps
107 | LED Module |  | Urbis Lighting | 92 LED HS3 Module |  | 4101070000100 | 107 | 111 | 32 | 0.96 |  |  |  |  | P | 2011-04-06 |  | N/A | Lamps
107 | LED Street Light | White High Power LED System | Indal WRTL Exterior Lighting Ltd | Luma 2, 80 LED & 12000 Lumen Package + Luma 3, 140 LED & 14000 Lumen Package (Dimmed 50% full power circuit watts) |  | 4101070001050 | 107 | 118 | 49 | 0.91 | 54 | 59 | 24 | 0.91 | P | 2012-08-15 |  |  | Lamps
107 | LED Street Light | White High Power LED System | Indal WRTL Exterior Lighting Ltd | Luma 2, 80 LED & 12000 Lumen Package + Luma 3, 140 LED & 14000 Lumen Package (Dimmed 75% full power circuit watts) |  | 4101070001075 | 107 | 118 | 49 | 0.91 | 80 | 88 | 37 | 0.91 | P | 2012-08-15 |  |  | Lamps
107 | LED Street Lights |  | Philips Lighting | LEDGine GRN125 Cool White 5700K 657 |  | 4101070001100 | 107 | 119 | 52 | 0.9 |  |  |  |  | P | 2012-05-16 |  | N/A | Lamps
107 | LED Street Light | White High Power LED System | Indal WRTL Exterior Lighting Ltd | Luma 2, 80 LED & 12000 Lumen Package + Luma 3, 140 LED & 14000 Lumen Package |  | 4101070001100 | 107 | 118 | 49 | 0.91 |  |  |  |  | P | 2012-08-15 |  |  | Lamps
107 | LED Street Lights |  | Philips Lighting | LEDGine GRN117 Neutral White 4000K 740 |  | 4101070002100 | 107 | 119 | 52 | 0.9 |  |  |  |  | P | 2012-05-16 |  | N/A | Lamps
107 | LED Street Lights |  | Philips Lighting | LEDGine GRN96Warm White 3000k 830 |  | 4101070003100 | 107 | 119 | 52 | 0.9 |  |  |  |  | P | 2012-05-16 |  | N/A | Lamps
107 | LED Street Lights |  | Philips Lighting | LEDGine 2.2 Jan 2013 Grn127 740 Neutral White, Grn135 657 Cool White |  | 4101070004100 | 107 | 118 | 49 | 0.91 |  |  |  |  | P | 2013-03-20 |  |  | Lamps
107 | LED Street Lights |  | LED Roadway Lighting | Satellite Series 107W CLO Dimming Model S72M (dimmed at 50% Circuit Wattages) |  | 4101070006050 | 96 | 103 | 35 | 0.94 | 48 | 55 | 27 | 0.87 | P | 2013-03-20 |  |  | Lamps
107 | LED Street Lights |  | LED Roadway Lighting | Satellite Series 107W CLO Dimming Model S72M (dimmed at 75% Circuit Wattages) |  | 4101070006075 | 96 | 103 | 35 | 0.94 | 72 | 78 | 31 | 0.92 | P | 2013-03-20 |  |  | Lamps
107 | LED Street Lights |  | LED Roadway Lighting | Satellite Series 107W CLO Dimming Model S72M |  | 4101070006100 | 96 | 103 | 35 | 0.94 |  |  |  |  | P | 2013-03-20 |  |  | Lamps
108 | LED Street Lights |  | CU Phosco Lighting | P850 250mA 108W V1 |  | 4101080000100 | 108 | 110 | 24 | 0.98 |  |  |  |  | P | 2013-03-20 |  |  | Lamps
108 | LED Street Lights |  | Urbis Lighting | 104 LED 350mA LF RE Module |  | 4101080001100 | 107 | 110 | 23 | 0.98 |  |  |  |  | P | 2012-01-16 |  |  | Lamps
109 | LED Module |  | Urbis Lighting | 94 LED HS3 Module |  | 4101090000100 | 109 | 113 | 33 | 0.96 |  |  |  |  | P | 2011-04-06 |  | N/A | Lamps
109 | LED Street Lights |  | Philips Lighting | Selenium LED 11040 Lumens 4000K Neutral White BGP340 110S 640 |  | 4101090001100 | 108 | 113 | 31 | 0.96 |  |  |  |  | P | 2012-10-17 |  |  | Lamps
110 | LED Street Light |  | LED Roadway Lighting | Satellite Series 110W Model S96M |  | 4101100000100 | 110 | 115 | 34 | 0.96 |  |  |  |  | P | 2010-03-31 |  |  | Lamps
111 | LED Street Lights |  | Low Energy Designs Ltd | SunRay 10 (59% Dimmed Circuit Watts) |  | 4101110000059 | 111 | 118 | 41 | 0.94 | 65 | 76 | 40 | 0.85 | P | 2013-05-15 |  |  | Lamps |  | Replaces 41 0065 0000 100
111 | LED Street Light | SunRay 10 | Low Energy Designs Ltd | SunRay 10 Full Power |  | 4101110000100 | 111 | 118 | 41 | 0.94 |  |  |  |  | P | 2009-06-23 |  |  | Lamps
111 | LED Module |  | Urbis Lighting | 96 LED HS3 Module |  | 4101110001100 | 111 | 116 | 35 | 0.95 |  |  |  |  | P | 2011-04-06 |  | N/A | Lamps
112 | LED Street Light |  | Philips Lighting | LEDGine 64 LED Economy Line (Cool White 5600k) |  | 4101120000100 | 112 | 116 | 28 | 0.97 |  |  |  |  | P | 2011-06-16 |  |  | Lamps
112 | LED Street Light | White High Power LED System | Indal WRTL Exterior Lighting Ltd | Luma 2, 120 LED & 14000 Lumen Package (Dimmed 50% full power circuit watts) |  | 4101120001050 | 112 | 123 | 51 | 0.91 | 56 | 62 | 27 | 0.91 | P | 2012-08-15 |  |  | Lamps
112 | LED Street Light | White High Power LED System | Indal WRTL Exterior Lighting Ltd | Luma 2, 120 LED & 14000 Lumen Package (Dimmed 75% full power circuit watts) |  | 4101120001075 | 112 | 123 | 51 | 0.91 | 84 | 92 | 38 | 0.91 | P | 2012-08-15 |  |  | Lamps
112 | LED Street Light | White High Power LED System | Indal WRTL Exterior Lighting Ltd | Luma 2, 120 LED & 14000 Lumen Package |  | 4101120001100 | 112 | 123 | 51 | 0.91 |  |  |  |  | P | 2012-08-15 |  |  | Lamps
114 | LED Street Lights |  | Philips Lighting | LEDGine 96 LED Green Line |  | 4101140000100 | 114 | 123 | 47 | 0.92 |  |  |  |  | P | 2010-06-01 |  |  | Lamps
114 | LED Street Lights |  | Urbis Lighting | 72 LED 500mA |  | 4101140001100 | 114 | 119 | 33 | 0.96 |  |  |  |  | P | 2012-01-16 |  |  | Lamps
114 | LED Street Lights |  | Philips Lighting | LEDGine 2.2 Jan 2013 ECO127 740 Neutral White, ECO136 657 Cool White |  | 4101140002100 | 114 | 121 | 41 | 0.94 |  |  |  |  | P | 2013-04-17 |  |  | Lamps
115 | LED Street Light |  | GE | GE R250 - Modular Roadway R250 Double/ASY3/115/43 (43% Dimmed Circuit Watts) |  | 4101150000043 | 115 | 119 | 30 | 0.97 | 49 | 58 | 30 | 0.85 | P | 2011-02-15 |  | N/A | Lamps
115 | LED Street Light |  | GE | GE R250 - Modular Roadway R250 Double/ASY3/115/43 |  | 4101150000100 | 115 | 119 | 30 | 0.97 |  |  |  |  | P | 2011-02-15 |  | N/A | Lamps
115 | LED Street Lights |  | Philips Lighting | LEDGine GRN135 Cool White 5700K 657 |  | 4101150001100 | 115 | 122 | 42 | 0.94 |  |  |  |  | P | 2012-05-16 |  | N/A | Lamps
115 | LED Street Lights |  | Philips Lighting | LEDGine GRN127 Neutral White 4000K 740 |  | 4101150002100 | 115 | 122 | 42 | 0.94 |  |  |  |  | P | 2012-05-16 |  | N/A | Lamps
115 | LED Street Lights |  | Philips Lighting | LEDGine GRN104 Warm White 3000k 830 |  | 4101150003100 | 115 | 122 | 42 | 0.94 |  |  |  |  | P | 2012-05-16 |  | N/A | Lamps
115 | LED Street Lights |  | Philips Lighting | LEDGine ECO136 Cool White 5700K 657/LEDGine ECO127 Neutral White 4000K 740 |  | 4101150004100 | 115 | 121 | 39 | 0.95 |  |  |  |  | P | 2012-06-21 |  |  | Lamps
116 | LED Street Lights | 60 LED Main Road Luminaire | CU Phosco RUUD Lighting | Ledway Road L*D ** * 06C ** Code = Product description (must be LXD or LYD), optic type (any), mounting (any), number of LEDs (must be 06 actually = 60 LEDs), Type of LED (must be C), colour (any). |  | 4101160000100 | 106 | 108 | 18 | 0.99 |  |  |  |  | P | 2011-03-01 |  | N/A | Lamps
116 | LED Street Lights | 50 LED Minor Road Luminaire | CU Phosco RUUD Lighting | Ledway Road L*D***05D Code = Product description (must be LXD or LYD), optic type (any), mounting (any), number of LEDs (must be 05 actually = 50 LEDs), Type of LED (must be D), colour (any). |  | 4101160001100 | 115 | 117 | 17 | 0.99 |  |  |  |  | P | 2011-06-16 |  |  | Lamps
116 | LED Street Light | White High Power LED System | Indal WRTL Exterior Lighting Ltd | Luma 3, 140 LED & 15000 Lumen Package (Dimmed 50% full power circuit watts) |  | 4101160002050 | 116 | 127 | 53 | 0.91 | 58 | 64 | 27 | 0.91 | P | 2012-08-15 |  |  | Lamps
116 | LED Street Light | White High Power LED System | Indal WRTL Exterior Lighting Ltd | Luma 3, 140 LED & 15000 Lumen Package (Dimmed 75% full power circuit watts) |  | 4101160002075 | 116 | 127 | 53 | 0.91 | 87 | 96 | 41 | 0.91 | P | 2012-08-15 |  |  | Lamps
116 | LED Street Light | White High Power LED System | Indal WRTL Exterior Lighting Ltd | Luma 3, 140 LED & 15000 Lumen Package |  | 4101160002100 | 116 | 127 | 53 | 0.91 |  |  |  |  | P | 2012-08-15 |  |  | Lamps
117 | LED Street Lights |  | Philips Lighting | LEDGine 2.2 Jan 2013 Grn137 740 Neutral White, Grn146 657 Cool White |  | 4101170000100 | 117 | 130 | 57 | 0.9 |  |  |  |  | P | 2013-03-20 |  |  | Lamps
118 | LED Street Lights | 2X 'Twin' LED Module | DW Windsor | DWW LED Engine Quad Module -700mA |  | 4101180000100 | 118 | 122 | 32 | 0.97 |  |  |  |  | P | 2012-04-18 |  |  | Lamps
119 | LED Street Light | White High Power LED System | Indal WRTL Exterior Lighting Ltd | Luma 2, 80 LED & 13000 Lumen Package (Dimmed 50% full power circuit watts) |  | 4101190000050 | 119 | 129 | 51 | 0.92 | 59 | 64 | 25 | 0.92 | P | 2012-08-15 |  |  | Lamps
119 | LED Street Light | White High Power LED System | Indal WRTL Exterior Lighting Ltd | Luma 2, 80 LED & 13000 Lumen Package (Dimmed 75% full power circuit watts) |  | 4101190000075 | 119 | 129 | 51 | 0.92 | 89 | 97 | 39 | 0.92 | P | 2012-08-15 |  |  | Lamps
119 | LED Street Light | White High Power LED System | Indal WRTL Exterior Lighting Ltd | Luma 2, 80 LED & 13000 Lumen Package |  | 4101190000100 | 119 | 129 | 51 | 0.92 |  |  |  |  | P | 2012-08-15 |  |  | Lamps
120 | LED Street Lights |  | OrangeTek | TERRALED 120A |  | 4101200000100 | 110 | 117 | 39 | 0.94 |  |  |  |  | P | 2011-02-01 |  | N/A | Lamps
120 | LED Street Light |  | Supernova LED Lighting Ltd | 120W (SSQ-25) |  | 4101200001100 | 116 | 121 | 34 | 0.96 |  |  |  |  | P | 2011-06-16 |  |  | Lamps
120 | LED STREET LIGHT LUMINAIRE | 120W LEDgend | Holophane Europe | 120W LEDG |  | 4101200002100 | 131 | 133 | 24 | 0.98 |  |  |  |  | P | 2011-06-16 |  |  | Lamps
120 | LED Street Lights |  | Gewiss UK | Street [O3] - GW87504 / GW87514 |  | 4101200003100 | 128 | 131 | 28 | 0.98 |  |  |  |  | P | 2012-12-19 |  |  | Lamps
120 | LED Street Lights |  | Urbis Lighting | 56 LED 700mA |  | 4101200004100 | 119 | 123 | 30 | 0.97 |  |  |  |  | P | 2012-01-16 |  |  | Lamps
121 | LED Street Lights |  | Philips Lighting | LEDGine 104 LED Green Line |  | 4101210000100 | 121 | 131 | 49 | 0.93 |  |  |  |  | P | 2010-06-01 |  |  | Lamps
122 | LED Street Lights |  | LSII Europe | XRS3 * LED 63 550 CW UE/XAS3 * LED 63 550 CW UE |  | 4101220000100 | 122 | 128 | 38 | 0.96 |  |  |  |  | P | 2012-06-21 |  |  | Lamps
123 | LED Street Lights |  | Philips Lighting | LEDGine 2.2 Jan 2013 Grn146 740 Neutral White, Grn156 657 Cool White |  | 4101230000100 | 123 | 135 | 56 | 0.91 |  |  |  |  | P | 2013-03-20 |  |  | Lamps
123 | LED Street Lights |  | CU Phosco Lighting | P850 300mA 123W V1 CLO |  | 4101230001100 | 123 | 125 | 25 | 0.98 |  |  |  |  | P | 2013-05-15 |  |  | Lamps
125 | LED Street Lights |  | Philips Lighting | LEDGine GRN146 Cool White 5700K 657 |  | 4101250000100 | 125 | 136 | 54 | 0.92 |  |  |  |  | P | 2012-05-16 |  | N/A | Lamps
125 | LED Street Lights |  | Philips Lighting | LEDGine GRN137 Neutral White 4000K 740 |  | 4101250001100 | 125 | 136 | 54 | 0.92 |  |  |  |  | P | 2012-05-16 |  | N/A | Lamps
125 | LED Street Lights |  | Philips Lighting | LEDGine GRN112 Warm White 3000k 830 |  | 4101250002100 | 125 | 136 | 54 | 0.92 |  |  |  |  | P | 2012-05-16 |  | N/A | Lamps
125 | LED Street Lights |  | Advanced LED Ltd | CLIPPER 125W EL54 |  | 4101250003100 | 127 | 133 | 40 | 0.95 |  |  |  |  | P | 2013-06-19 |  |  | Lamps
126 | LED Street Lights |  | Urbis Lighting | 80 LED 500mA |  | 4101260000100 | 125 | 130 | 34 | 0.97 |  |  |  |  | P | 2012-01-16 |  |  | Lamps
127 | LED Street Light | White High Power LED System | Indal WRTL Exterior Lighting Ltd | Luma 3, 140 LED & 16000 Lumen Package (Dimmed 50% full power circuit watts) |  | 4101270000050 | 127 | 137 | 50 | 0.93 | 64 | 69 | 26 | 0.93 | P | 2012-08-15 |  |  | Lamps
127 | LED Street Light | White High Power LED System | Indal WRTL Exterior Lighting Ltd | Luma 3, 140 LED & 16000 Lumen Package (Dimmed 75% full power circuit watts) |  | 4101270000075 | 127 | 137 | 50 | 0.93 | 95 | 102 | 37 | 0.93 | P | 2012-08-15 |  |  | Lamps
127 | LED Street Light | White High Power LED System | Indal WRTL Exterior Lighting Ltd | Luma 3, 140 LED & 16000 Lumen Package |  | 4101270000100 | 127 | 137 | 50 | 0.93 |  |  |  |  | P | 2012-08-15 |  |  | Lamps
129 | LED Street Light |  | Philips Lighting | LEDGine 72 LED Economy Line (Cool White 5600k) |  | 4101290000100 | 129 | 132 | 29 | 0.98 |  |  |  |  | P | 2011-06-16 |  |  | Lamps
129 | LED Street Lights |  | CU Phosco Lighting | P850 300mA 129W V1 |  | 4101290001100 | 129 | 131 | 25 | 0.98 |  |  |  |  | P | 2013-03-20 |  |  | Lamps
129 | LED Street Lights |  | Philips Lighting | LEDGine 2.2 Jan 2013 ECO142 740 Neutral White, ECO151 657 Cool White |  | 4101290002100 | 129 | 137 | 47 | 0.94 |  |  |  |  | P | 2013-04-17 |  |  | Lamps
130 | LED Street Lights |  | Philips Lighting | LEDGine 112 LED Green Line |  | 4101300000100 | 130 | 139 | 48 | 0.94 |  |  |  |  | P | 2010-06-01 |  |  | Lamps
131 | LED Street Lights |  | LED Roadway Lighting | Satellite Series 131W Model S72M |  | 4101310000100 | 136 | 141 | 36 | 0.97 |  |  |  |  | P | 2010-08-05 |  | N/A | Lamps
131 | LED Street Light | White High Power LED System | Indal WRTL Exterior Lighting Ltd | Luma 3, 180 LED & 17000 Lumen Package (Dimmed 50% full power circuit watts) |  | 4101310001050 | 131 | 151 | 74 | 0.87 | 65 | 75 | 37 | 0.87 | P | 2012-08-15 |  |  | Lamps
131 | LED Street Light | White High Power LED System | Indal WRTL Exterior Lighting Ltd | Luma 3, 180 LED & 17000 Lumen Package (Dimmed 75% full power circuit watts) |  | 4101310001075 | 131 | 151 | 74 | 0.87 | 98 | 113 | 56 | 0.87 | P | 2012-08-15 |  |  | Lamps
131 | LED Street Light | White High Power LED System | Indal WRTL Exterior Lighting Ltd | Luma 3, 180 LED & 17000 Lumen Package |  | 4101310001100 | 131 | 151 | 74 | 0.87 |  |  |  |  | P | 2012-08-15 |  |  | Lamps
131 | LED Street Lights |  | Philips Lighting | Clearway LED 12200 Lumens 4000K Neutral White BGP303 122S 740 |  | 4101310002100 | 131 | 133 | 22 | 0.99 |  |  |  |  | P | 2012-10-17 |  |  | Lamps
132 | LED Street Lights |  | Philips Lighting | LEDGine GRN120 Warm White 3000k 830 |  | 4101320000100 | 132 | 141 | 49 | 0.94 |  |  |  |  | P | 2012-05-16 |  | N/A | Lamps
132 | LED Street Lights |  | Philips Lighting | LEDGine 2.2 Jan 2013 Grn156 740 Neutral White, Grn166 657 Cool White |  | 4101320001100 | 132 | 143 | 56 | 0.92 |  |  |  |  | P | 2013-03-20 |  |  | Lamps
133 | LED Street Light | White High Power LED System | Indal WRTL Exterior Lighting Ltd | Luma 2, 80 LED & 14000 Lumen Package (Dimmed 50% full power circuit watts) |  | 4101330000050 | 133 | 141 | 48 | 0.94 | 67 | 71 | 23 | 0.94 | P | 2012-08-15 |  |  | Lamps
133 | LED Street Light | White High Power LED System | Indal WRTL Exterior Lighting Ltd | Luma 2, 80 LED & 14000 Lumen Package (Dimmed 75% full power circuit watts) |  | 4101330000075 | 133 | 141 | 48 | 0.94 | 100 | 106 | 35 | 0.94 | P | 2012-08-15 |  |  | Lamps
133 | LED Street Lights |  | Philips Lighting | LEDGine GRN156 Cool White 5700K 657 |  | 4101330000100 | 132 | 141 | 49 | 0.94 |  |  |  |  | P | 2012-05-16 |  | N/A | Lamps
133 | LED Street Light | White High Power LED System | Indal WRTL Exterior Lighting Ltd | Luma 2, 80 LED & 14000 Lumen Package |  | 4101330000100 | 133 | 141 | 48 | 0.94 |  |  |  |  | P | 2012-08-15 |  |  | Lamps
133 | LED Street Lights |  | Philips Lighting | LEDGine GRN146 Neutral White 4000K 740 |  | 4101330001100 | 132 | 141 | 49 | 0.94 |  |  |  |  | P | 2012-05-16 |  | N/A | Lamps
134 | LED Street Lights |  | Philips Lighting | LEDGine ECO151 Cool White 5700K 657/LEDGine ECO142 Neutral White 4000K 740 |  | 4101340000100 | 128 | 134 | 38 | 0.96 |  |  |  |  | P | 2012-06-21 |  |  | Lamps
135 | LED Street Lights |  | Urbis Lighting | 64 LED 700mA LF RE Module |  | 4101350000100 | 135 | 139 | 34 | 0.97 |  |  |  |  | P | 2012-01-16 |  |  | Lamps
136 | LED Street Light | White High Power LED System | Indal WRTL Exterior Lighting Ltd | Luma 3, 200 LED & 18000 Lumen Package (Dimmed 50% full power circuit watts) |  | 4101360000050 | 136 | 153 | 70 | 0.89 | 68 | 76 | 34 | 0.89 | P | 2012-08-15 |  |  | Lamps
136 | LED Street Light | White High Power LED System | Indal WRTL Exterior Lighting Ltd | Luma 3, 200 LED & 18000 Lumen Package (Dimmed 75% full power circuit watts) |  | 4101360000075 | 136 | 153 | 70 | 0.89 | 102 | 115 | 53 | 0.89 | P | 2012-08-15 |  |  | Lamps
136 | LED Street Light | White High Power LED System | Indal WRTL Exterior Lighting Ltd | Luma 3, 200 LED & 18000 Lumen Package |  | 4101360000100 | 136 | 153 | 70 | 0.89 |  |  |  |  | P | 2012-08-15 |  |  | Lamps
137 | LED Street Lights | 60D LED MINOR ROAD LUMINAIRE | CU Phosco RUUD Lighting | Ledway RoadL*D***06D Code = Product description (must be LXD or LYD), optic type (any), mounting (any), number of LEDs (must be 06 actually = 60 LEDs), Type of LED (must be D), colour (any). |  | 4101370000100 | 134 | 135 | 20 | 0.99 |  |  |  |  | P | 2011-08-30 |  | N/A | Lamps
137 | LED Street Lights |  | CU Phosco RUUD Lighting | Ledway Road L*D ** * 06D **I5 (Reduced Operation 76% Circuit Watts) Code = Product description (must be LXD or LYD), optic type (any), mounting (any), number of LEDs (must be 06 actually = 60 LEDs), Type of LED (must be D), colour (any), running current (must be I5 - actually 525mA) |  | 4101370002100 | 102 | 103 | 17 | 0.99 |  |  |  |  | P | 2012-06-21 |  |  | Lamps
137 | LED Street Lights |  | CU Phosco RUUD Lighting | Ledway Road L*D ** * 06D**I3 (Reduced Operation 51% Circuit Watts) Code = Product description (must be LXD or LYD), optic type (any), mounting (any), number of LEDs (must be 06 actually = 60 LEDs), Type of LED (must be D), colour (any), running current (must be I3 - actually 350mA) |  | 4101370003100 | 69 | 70 | 16 | 0.97 |  |  |  |  | P | 2012-06-21 |  |  | Lamps
138 | LED Street Lights |  | Urbis Lighting | 88 LED 500mA |  | 4101380000100 | 137 | 141 | 34 | 0.97 |  |  |  |  | P | 2012-01-16 |  |  | Lamps
138 | LED Street Lights |  | Urbis Lighting | 136 LED 350mA LF RE Module |  | 4101380001100 | 137 | 140 | 28 | 0.98 |  |  |  |  | P | 2012-01-16 |  |  | Lamps
139 | LED Street Lights |  | Philips Lighting | LEDGine 120 LED Green Line |  | 4101390000100 | 139 | 147 | 49 | 0.94 |  |  |  |  | P | 2010-06-01 |  |  | Lamps
139 | LED Street Lights |  | Philips Lighting | LEDGine 2.2 Jan 2013 ECO156 740 Neutral White, ECO166 657 Cool White |  | 4101390001100 | 139 | 151 | 59 | 0.92 |  |  |  |  | P | 2013-04-17 |  |  | Lamps
140 | LED Street Light | 140W LED Road Lantern | Abacus Lighting Ltd. | LED Street Lantern: Ref. AL6751/140W |  | 4101400000100 | 143 | 147 | 31 | 0.98 |  |  |  |  | P | 2011-08-30 |  | N/A | Lamps
140 | LED Fortimo Module | Fortimo HBM LED 2 X 6000lm modules C/W Xitanium Driver | Philips Lighting | Fortimo HBM 2 x 6000lm 740 (Dimmed 21% Circuit Watts) |  | 4101400001021 | 140 | 143 | 32 | 0.97 | 29 | 35 | 20 | 0.83 | P | 2011-02-15 |  | N/A | Lamps
140 | LED Fortimo Module | Fortimo HBM LED 2 X 6000lm modules C/W Xitanium Driver | Philips Lighting | Fortimo HBM 2 x 6000lm 740 (Dimmed 39% Circuit Watts) |  | 4101400001039 | 140 | 143 | 32 | 0.97 | 55 | 60 | 24 | 0.92 | P | 2011-02-15 |  | N/A | Lamps
140 | LED Fortimo Module | Fortimo HBM LED 2 X 6000lm modules C/W Xitanium Driver | Philips Lighting | Fortimo HBM 2 x 6000lm 740 (Dimmed 50% Circuit Watts) |  | 4101400001050 | 140 | 143 | 32 | 0.97 | 70 | 74 | 26 | 0.94 | P | 2011-02-15 |  | N/A | Lamps
140 | LED Fortimo Module | Fortimo HBM LED 2 X 6000lm modules C/W Xitanium Driver | Philips Lighting | Fortimo HBM 2 x 6000lm 740 (Dimmed 59% Circuit Watts) |  | 4101400001059 | 140 | 143 | 32 | 0.97 | 82 | 87 | 27 | 0.95 | P | 2011-02-15 |  | N/A | Lamps
140 | LED Fortimo Module | Fortimo HBM LED 2 X 6000lm modules C/W Xitanium Driver | Philips Lighting | Fortimo HBM 2 x 6000lm 740 (Dimmed 66% Circuit Watts) |  | 4101400001066 | 140 | 143 | 32 | 0.97 | 92 | 96 | 28 | 0.96 | P | 2011-02-15 |  | N/A | Lamps | 2012-08-01 | Unique Identifier incremented due to duplication
140 | LED Fortimo Module | Fortimo HBM LED 2 X 6000lm modules C/W Xitanium Driver | Philips Lighting | Fortimo HBM 2 x 6000lm 740 (Dimmed 73% Circuit Watts) |  | 4101400001073 | 140 | 143 | 32 | 0.97 | 102 | 106 | 29 | 0.96 | P | 2011-02-15 |  | N/A | Lamps
140 | LED Fortimo Module | Fortimo HBM LED 2 X 6000lm modules C/W Xitanium Driver | Philips Lighting | Fortimo HBM 2 x 6000lm 740 (Dimmed 84% Circuit Watts) |  | 4101400001084 | 140 | 143 | 32 | 0.97 | 118 | 122 | 30 | 0.97 | P | 2011-02-15 |  | N/A | Lamps
140 | LED Fortimo Module | Fortimo HBM LED 2 X 6000lm modules C/W Xitanium Driver | Philips Lighting | Fortimo HBM 2 x 6000lm 740 (100% power) |  | 4101400001100 | 140 | 143 | 32 | 0.97 |  |  |  |  | P | 2011-02-15 |  | N/A | Lamps
140 | LED Street Lights |  | Philips Lighting | LEDGine GRN128 Warm White 3000k 830 |  | 4101400002100 | 140 | 150 | 53 | 0.94 |  |  |  |  | P | 2012-05-16 |  | N/A | Lamps
140 | LED Fortimo Module |  | Philips Lighting | Fortimo HBM 2 x 6000lm 740 (Reduced Operation 84% Circuit Watts) |  | 4101400003100 | 118 | 122 | 30 | 0.97 |  |  |  |  | P | 2011-06-16 |  |  | Lamps
140 | LED Fortimo Module |  | Philips Lighting | Fortimo HBM 2 x 6000lm 740 (Reduced Operation 73% Circuit Watts) |  | 4101400004100 | 102 | 106 | 29 | 0.96 |  |  |  |  | P | 2011-06-16 |  |  | Lamps
140 | LED Fortimo Module |  | Philips Lighting | Fortimo HBM 2 x 6000lm 740 (Reduced Operation 66% Circuit Watts) |  | 4101400005100 | 92 | 96 | 28 | 0.96 |  |  |  |  | P | 2011-06-16 |  |  | Lamps
140 | LED Fortimo Module |  | Philips Lighting | Fortimo HBM 2 x 6000lm 740 (Reduced Operation 59% Circuit Watts) |  | 4101400006100 | 82 | 87 | 27 | 0.95 |  |  |  |  | P | 2011-06-16 |  |  | Lamps
140 | LED Fortimo Module |  | Philips Lighting | Fortimo HBM 2 x 6000lm 740 (Reduced Operation 50% Circuit Watts) |  | 4101400007100 | 70 | 74 | 26 | 0.94 |  |  |  |  | P | 2011-06-16 |  |  | Lamps
140 | LED Fortimo Module |  | Philips Lighting | Fortimo HBM 2 x 6000lm 740 (Reduced Operation 39% Circuit Watts) |  | 4101400008100 | 55 | 60 | 24 | 0.92 |  |  |  |  | P | 2011-06-16 |  |  | Lamps
140 | LED Fortimo Module |  | Philips Lighting | Fortimo HBM 2 x 6000lm 740 (Reduced Operation 21% Circuit Watts) |  | 4101400009100 | 29 | 35 | 20 | 0.83 |  |  |  |  | P | 2011-06-16 |  |  | Lamps
141 | LED Street Lights |  | Philips Lighting | LEDGine GRN166 Cool White 5700K 657 |  | 4101410000100 | 140 | 150 | 53 | 0.94 |  |  |  |  | P | 2012-05-16 |  | N/A | Lamps
141 | LED Street Lights |  | Philips Lighting | LEDGine GRN156 Neutral White 4000K 740 |  | 4101410001100 | 140 | 150 | 53 | 0.94 |  |  |  |  | P | 2012-05-16 |  | N/A | Lamps
142 | LED Street Lights |  | Holophane Europe | Factor 60 LEDs 150W (fixed) |  | 4101420000100 | 141 | 143 | 26 | 0.98 |  |  |  |  | P | 2012-09-19 |  |  | Lamps
142 | LED Street Lights |  | Philips Lighting | LEDGine 2.2 Jan 2013 Grn166 740 Neutral White, Grn177 657 Cool White |  | 4101420001100 | 142 | 154 | 60 | 0.92 |  |  |  |  | P | 2013-03-20 |  |  | Lamps
140 | LED Street Light |  | GE | GE R250 - Modular Roadway R250 Triple/ASY3/143/43 (43% Dimmed Circuit Watts) |  | 4101430000043 | 139 | 149 | 53 | 0.93 | 60 | 82 | 55 | 0.74 | P | 2011-02-15 |  | N/A | Lamps
140 | LED Street Light |  | GE | GE R250 - Modular Roadway R250 Triple/ASY3/143/43 |  | 4101430000100 | 139 | 149 | 53 | 0.93 |  |  |  |  | P | 2011-02-15 |  | N/A | Lamps
143 | LED Street Light | White High Power LED System | Indal WRTL Exterior Lighting Ltd | Luma 2, 100 LED & 16000 Lumen Package (Dimmed 50% full power circuit watts) |  | 4101430001050 | 143 | 163 | 77 | 0.88 | 71 | 81 | 39 | 0.88 | P | 2012-08-15 |  |  | Lamps
143 | LED Street Light | White High Power LED System | Indal WRTL Exterior Lighting Ltd | Luma 2, 100 LED & 16000 Lumen Package (Dimmed 75% full power circuit watts) |  | 4101430001075 | 143 | 163 | 77 | 0.88 | 107 | 122 | 59 | 0.88 | P | 2012-08-15 |  |  | Lamps
143 | LED Street Light | White High Power LED System | Indal WRTL Exterior Lighting Ltd | Luma 2, 100 LED & 16000 Lumen Package |  | 4101430001100 | 143 | 163 | 77 | 0.88 |  |  |  |  | P | 2012-08-15 |  |  | Lamps
143 | LED Street Light |  | LED Roadway Lighting | Satellite Series 143W Model S96M (100% dimming) |  | 4101430002100 | 139 | 141 | 17 | 0.99 |  |  |  |  | P | 2012-08-15 |  |  | Lamps |  | Added 16/08/2012
143 | LED Street Lights |  | CU Phosco Lighting | P850 350mA 143W V1 CLO |  | 4101430003100 | 143 | 145 | 25 | 0.99 |  |  |  |  | P | 2013-05-15 |  |  | Lamps
144 | LED Street Lights |  | Holophane Europe | Factor 60 leds 150W (20% Dimmed circuit watts) |  | 4101440000020 | 143 | 147 | 35 | 0.97 | 28 | 36 | 22 | 0.79 | P | 2012-09-19 |  |  | Lamps
144 | LED Street Lights |  | Holophane Europe | Factor 60 leds 150W (38% Dimmed circuit watts) |  | 4101440000038 | 143 | 147 | 35 | 0.97 | 54 | 60 | 25 | 0.9 | P | 2012-09-19 |  |  | Lamps
144 | LED Street Lights |  | Holophane Europe | Factor 60 leds 150W (48% Dimmed circuit watts) |  | 4101440000048 | 143 | 147 | 35 | 0.97 | 69 | 75 | 27 | 0.93 | P | 2012-09-19 |  |  | Lamps
144 | LED Street Lights |  | Holophane Europe | Factor 60 leds 150W (57% Dimmed circuit watts) |  | 4101440000057 | 143 | 147 | 35 | 0.97 | 82 | 87 | 29 | 0.94 | P | 2012-09-19 |  |  | Lamps
144 | LED Street Lights |  | Holophane Europe | Factor 60 leds 150W (64% Dimmed circuit watts) |  | 4101440000064 | 143 | 147 | 35 | 0.97 | 92 | 97 | 30 | 0.95 | P | 2012-09-19 |  |  | Lamps
144 | LED Street Lights |  | Holophane Europe | Factor 60 leds 150W (72% Dimmed circuit watts) |  | 4101440000072 | 143 | 147 | 35 | 0.97 | 103 | 108 | 31 | 0.96 | P | 2012-09-19 |  |  | Lamps
144 | LED Street Lights |  | Holophane Europe | Factor 60 leds 150W (83% Dimmed circuit watts) |  | 4101440000083 | 143 | 147 | 35 | 0.97 | 120 | 124 | 32 | 0.97 | P | 2012-09-19 |  |  | Lamps
144 | LED Street Lights |  | Holophane Europe | Factor 60 leds 150W |  | 4101440000100 | 143 | 147 | 35 | 0.97 |  |  |  |  | P | 2012-09-19 |  |  | Lamps
145 | LED Street Light | White High Power LED System | Indal WRTL Exterior Lighting Ltd | Luma 3, 200 LED & 19000 Lumen Package (Dimmed 50% full power circuit watts) |  | 4101450000050 | 145 | 163 | 74 | 0.89 | 72 | 81 | 37 | 0.89 | P | 2012-08-15 |  |  | Lamps
145 | LED Street Light | White High Power LED System | Indal WRTL Exterior Lighting Ltd | Luma 3, 200 LED & 19000 Lumen Package (Dimmed 75% full power circuit watts) |  | 4101450000075 | 145 | 163 | 74 | 0.89 | 109 | 122 | 55 | 0.89 | P | 2012-08-15 |  |  | Lamps
145 | LED Street Light | White High Power LED System | Indal WRTL Exterior Lighting Ltd | Luma 3, 200 LED & 19000 Lumen Package |  | 4101450000100 | 145 | 163 | 74 | 0.89 |  |  |  |  | P | 2012-08-15 |  |  | Lamps
145 | LED Street Lights |  | Philips Lighting | LEDGine 2.2 Jan 2013 Grn176 740 Neutral White, Grn187 657 Cool White |  | 4101450001100 | 145 | 158 | 62 | 0.92 |  |  |  |  | P | 2013-03-20 |  |  | Lamps
146 | LED Street Light |  | Philips Lighting | LEDGine 80 LED Economy Line (Cool White 5600k) |  | 4101460000100 | 146 | 149 | 31 | 0.98 |  |  |  |  | P | 2011-06-06 |  |  | Lamps | 2012-08-01 | Date issued added 01/08/2012
146 | LED Street Light | White High Power LED System | Indal WRTL Exterior Lighting Ltd | Luma 2, 80 LED & 15000 Lumen Package (Dimmed 50% full power circuit watts) |  | 4101460001050 | 146 | 154 | 48 | 0.95 | 73 | 77 | 24 | 0.95 | P | 2012-08-15 |  |  | Lamps
146 | LED Street Light | White High Power LED System | Indal WRTL Exterior Lighting Ltd | Luma 2, 80 LED & 15000 Lumen Package (Dimmed 75% full power circuit watts) |  | 4101460001075 | 146 | 154 | 48 | 0.95 | 110 | 116 | 37 | 0.95 | P | 2012-08-15 |  |  | Lamps
146 | LED Street Light | White High Power LED System | Indal WRTL Exterior Lighting Ltd | Luma 2, 80 LED & 15000 Lumen Package |  | 4101460001100 | 146 | 154 | 48 | 0.95 |  |  |  |  | P | 2012-08-15 |  |  | Lamps
147 | LED Street Lights |  | Philips Lighting | LEDGine 128 LED Green Line |  | 4101470000100 | 147 | 155 | 49 | 0.95 |  |  |  |  | P | 2010-06-01 |  |  | Lamps
147 | LED Street Lights |  | Philips Lighting | LEDGine GRN136 Warm White 3000k 830 |  | 4101470001100 | 147 | 157 | 55 | 0.94 |  |  |  |  | P | 2012-05-16 |  | N/A | Lamps
148 | LED Street Lights |  | Philips Lighting | LEDGine GRN177 Cool White 5700K 657 |  | 4101480000100 | 147 | 157 | 55 | 0.94 |  |  |  |  | P | 2012-05-16 |  | N/A | Lamps
148 | LED Street Lights |  | Philips Lighting | LEDGine GRN166 Neutral White 4000K 740 |  | 4101480001100 | 147 | 157 | 55 | 0.94 |  |  |  |  | P | 2012-05-16 |  | N/A | Lamps
150 | LED Street Lights |  | OrangeTek | TERRALED 144A |  | 4101500000100 | 142 | 161 | 75 | 0.89 |  |  |  |  | P | 2012-06-21 |  |  | Lamps
150 | LED Street Lights |  | Philips Lighting | LEDGine 2.2 Jan 2013 ECO170 740 Neutral White, ECO181 657 Cool White |  | 4101500001100 | 150 | 163 | 64 | 0.92 |  |  |  |  | P | 2013-04-17 |  |  | Lamps
150 | LED Street Lights |  | Advanced LED Ltd | CLIPPER 150W PH45 |  | 4101500002100 | 150 | 154 | 34 | 0.98 |  |  |  |  | P | 2013-06-19 |  |  | Lamps
150 | LED Street Lights |  | Advanced LED Ltd | CLIPPER 150W EL54 |  | 4101500003100 | 151 | 156 | 41 | 0.96 |  |  |  |  | P | 2013-06-19 |  |  | Lamps
151 | LED Street Lights |  | Philips Lighting | LEDGine GRN144 Warm White 3000k 830 |  | 4101510000100 | 151 | 162 | 58 | 0.93 |  |  |  |  | P | 2012-05-16 |  | N/A | Lamps
151 | LED Street Lights |  | Urbis Lighting | 72 LED 700mA LF RE Module |  | 4101510001100 | 150 | 155 | 38 | 0.97 |  |  |  |  | P | 2012-01-16 |  |  | Lamps
151 | LED Street Lights |  | CU Phosco Lighting | P850 350mA 151W V1 |  | 4101510002100 | 151 | 153 | 25 | 0.99 |  |  |  |  | P | 2013-03-20 |  |  | Lamps
152 | LED Street Lights |  | Philips Lighting | LEDGine GRN187 Cool White 5700K 657 |  | 4101520000100 | 151 | 162 | 58 | 0.93 |  |  |  |  | P | 2012-05-16 |  | N/A | Lamps
152 | LED Street Lights |  | Philips Lighting | LEDGine GRN176 Neutral White 4000K 740 |  | 4101520001100 | 151 | 162 | 58 | 0.93 |  |  |  |  | P | 2012-05-16 |  | N/A | Lamps
153 | LED Street Light | White High Power LED System | Indal WRTL Exterior Lighting Ltd | Luma 3, 200 LED & 20000 Lumen Package (Dimmed 50% full power circuit watts) |  | 4101530000050 | 153 | 172 | 78 | 0.89 | 77 | 87 | 40 | 0.89 | P | 2012-08-15 |  |  | Lamps
153 | LED Street Light | White High Power LED System | Indal WRTL Exterior Lighting Ltd | Luma 3, 200 LED & 20000 Lumen Package (Dimmed 75% full power circuit watts) |  | 4101530000075 | 153 | 172 | 78 | 0.89 | 115 | 129 | 58 | 0.89 | P | 2012-08-15 |  |  | Lamps
153 | LED Street Light | White High Power LED System | Indal WRTL Exterior Lighting Ltd | Luma 3, 200 LED & 20000 Lumen Package |  | 4101530000100 | 153 | 172 | 78 | 0.89 |  |  |  |  | P | 2012-08-15 |  |  | Lamps
154 | LED Street Lights |  | Philips Lighting | LEDGine 2.2 Jan 2013 Grn185 740 Neutral White, Grn198 657 Cool White |  | 4101540000100 | 154 | 166 | 61 | 0.93 |  |  |  |  | P | 2013-03-20 |  |  | Lamps
157 | LED Street Light |  | GE | GE R250 - Modular Roadway R250 Triple/ASY3/157/43 (43% Dimmed Circuit Watts) |  | 4101570000043 | 156 | 165 | 53 | 0.95 | 67 | 88 | 56 | 0.77 | P | 2011-02-15 |  | N/A | Lamps
157 | LED Street Light |  | GE | GE R250 - Modular Roadway R250 Triple/ASY3/157/43 |  | 4101570000100 | 156 | 165 | 53 | 0.95 |  |  |  |  | P | 2011-02-15 |  | N/A | Lamps
158 | LED Street Lights |  | Philips Lighting | LEDGine 136 LED Green Line |  | 4101580000100 | 158 | 165 | 50 | 0.95 |  |  |  |  | P | 2010-06-01 |  |  | Lamps
158 | LED Street Light |  | Philips Lighting | LEDGine 88 LED Economy Line (Cool White 5600k) |  | 4101580001100 | 158 | 164 | 46 | 0.96 |  |  |  |  | P | 2011-06-06 |  |  | Lamps | 2012-08-01 | Date issued added 01/08/2012
158 | LED Street Lights |  | Philips Lighting | LEDGine ECO181 Cool White 5700K 657/LEDGine ECO170 Neutral White 4000K 740 |  | 4101580002100 | 158 | 169 | 62 | 0.93 |  |  |  |  | P | 2012-06-21 |  |  | Lamps
158 | LED Street Light | White High Power LED System | Indal WRTL Exterior Lighting Ltd | Luma 2, 100 LED & 17000 Lumen Package (Dimmed 50% full power circuit watts) |  | 4101580003050 | 158 | 166 | 52 | 0.95 | 79 | 83 | 25 | 0.95 | P | 2012-08-15 |  |  | Lamps
158 | LED Street Light | White High Power LED System | Indal WRTL Exterior Lighting Ltd | Luma 2, 100 LED & 17000 Lumen Package (Dimmed 75% full power circuit watts) |  | 4101580003075 | 158 | 166 | 52 | 0.95 | 119 | 125 | 38 | 0.95 | P | 2012-08-15 |  |  | Lamps
158 | LED Street Light | White High Power LED System | Indal WRTL Exterior Lighting Ltd | Luma 2, 100 LED & 17000 Lumen Package |  | 4101580003100 | 158 | 166 | 52 | 0.95 |  |  |  |  | P | 2012-08-15 |  |  | Lamps
159 | LED Street Lights |  | Siteco Ltd | SL10 Midi Basic (Dimmed 39% full power circuit watts) |  | 4101590000039 | 149 | 149 | 14 | 1 | 58 | 60 | 15 | 0.97 | P | 2013-02-20 |  |  | Lamps
159 | LED Street Lights |  | Siteco Ltd | SL10 Midi Basic (Full Power) |  | 4101590000100 | 149 | 149 | 14 | 1 |  |  |  |  | P | 2013-02-20 |  |  | Lamps
161 | LED Street Light | White High Power LED System | Indal WRTL Exterior Lighting Ltd | Luma 3, 200 LED & 21000 Lumen Package (Dimmed 50% full power circuit watts) |  | 4101610000050 | 161 | 179 | 78 | 0.9 | 81 | 90 | 39 | 0.9 | P | 2012-08-15 |  |  | Lamps
161 | LED Street Light | White High Power LED System | Indal WRTL Exterior Lighting Ltd | Luma 3, 200 LED & 21000 Lumen Package (Dimmed 75% full power circuit watts) |  | 4101610000075 | 161 | 179 | 78 | 0.9 | 121 | 134 | 58 | 0.9 | P | 2012-08-15 |  |  | Lamps
161 | LED Street Lights |  | Philips Lighting | LEDGine GRN152 Warm White 3000k 830 |  | 4101610000100 | 161 | 171 | 57 | 0.94 |  |  |  |  | P | 2012-05-16 |  | N/A | Lamps
161 | LED Street Light | White High Power LED System | Indal WRTL Exterior Lighting Ltd | Luma 3, 200 LED & 21000 Lumen Package |  | 4101610000100 | 161 | 179 | 78 | 0.9 |  |  |  |  | P | 2012-08-15 |  |  | Lamps
161 | LED Street Lights |  | CU Phosco Lighting | P850 400mA 161W V1 CLO |  | 4101610002100 | 162 | 170 | 50 | 0.96 |  |  |  |  | P | 2013-05-15 |  |  | Lamps
162 | LED Street Lights |  | Philips Lighting | LEDGine GRN198 Cool White 5700K 657 |  | 4101620000100 | 161 | 171 | 57 | 0.94 |  |  |  |  | P | 2012-05-16 |  | N/A | Lamps
162 | LED Street Lights |  | Philips Lighting | LEDGine GRN185 Neutral White 4000K 740 |  | 4101620001100 | 161 | 171 | 57 | 0.94 |  |  |  |  | P | 2012-05-16 |  | N/A | Lamps
164 | LED Street Lights |  | Philips Lighting | LEDGine 2.2 Jan 2013 ECO184 740 Neutral White, ECO196 657 Cool White |  | 4101640001100 | 164 | 174 | 59 | 0.94 |  |  |  |  | P | 2013-04-17 |  |  | Lamps
165 | LED Street Lights |  | Philips Lighting | LEDGine 2.2 Jan 2013 Grn195 740 Neutral White, Grn208 657 Cool White |  | 4101650000100 | 165 | 178 | 65 | 0.93 |  |  |  |  | P | 2013-03-20 |  |  | Lamps
166 | LED Street Lights |  | Philips Lighting | LEDGine GRN160 Warm White 3000k 830 |  | 4101660000100 | 166 | 176 | 58 | 0.94 |  |  |  |  | P | 2012-05-16 |  | N/A | Lamps
167 | LED Street Light | White High Power LED System | Indal WRTL Exterior Lighting Ltd | Luma 2, 120 LED & 19000 Lumen Package (Dimmed 50% full power circuit watts) |  | 4101670000050 | 167 | 172 | 42 | 0.97 | 84 | 87 | 23 | 0.97 | P | 2012-08-15 |  |  | Lamps
167 | LED Street Light | White High Power LED System | Indal WRTL Exterior Lighting Ltd | Luma 2, 120 LED & 19000 Lumen Package (Dimmed 75% full power circuit watts) |  | 4101670000075 | 167 | 172 | 42 | 0.97 | 125 | 129 | 32 | 0.97 | P | 2012-08-15 |  |  | Lamps
167 | LED Street Lights |  | Philips Lighting | LEDGine GRN208 Cool White 5700K 657 |  | 4101670000100 | 166 | 176 | 58 | 0.94 |  |  |  |  | P | 2012-05-16 |  | N/A | Lamps
167 | LED Street Light | White High Power LED System | Indal WRTL Exterior Lighting Ltd | Luma 2, 120 LED & 19000 Lumen Package |  | 4101670000100 | 167 | 172 | 42 | 0.97 |  |  |  |  | P | 2012-08-15 |  |  | Lamps
167 | LED Street Lights |  | Philips Lighting | LEDGine GRN195 Neutral White 4000K 740 |  | 4101670001100 | 166 | 176 | 58 | 0.94 |  |  |  |  | P | 2012-05-16 |  | N/A | Lamps
169 | LED Street Lights |  | Philips Lighting | LEDGine 144 LED Green Line |  | 4101690000100 | 169 | 177 | 51 | 0.96 |  |  |  |  | P | 2010-06-01 |  |  | Lamps
169 | LED Street Lights |  | Philips Lighting | LEDGine 144 LED Green Line |  | 4101696000100 | 169 | 177 | 51 | 1 |  |  |  |  | P | 2012-06-21 |  |  | Lamps
170 | LED Street Lights |  | Philips Lighting | LEDGine ECO196 Cool White 5700K 657/LEDGine ECO184 Neutral White 4000K 740 |  | 4101700000100 | 170 | 178 | 53 | 0.96 |  |  |  |  | P | 2012-06-21 |  |  | Lamps
170 | LED Street Light | White High Power LED System | Indal WRTL Exterior Lighting Ltd | Luma 2, 100 LED & 18000 Lumen Package + Luma 3, 200 LED & 22000 Lumen Package (Dimmed 50% full power circuit watts) |  | 4101700001050 | 170 | 179 | 56 | 0.95 | 85 | 89 | 26 | 0.95 | P | 2012-08-15 |  |  | Lamps
170 | LED Street Light | White High Power LED System | Indal WRTL Exterior Lighting Ltd | Luma 2, 100 LED & 18000 Lumen Package + Luma 3, 200 LED & 22000 Lumen Package (Dimmed 75% full power circuit watts) |  | 4101700001075 | 170 | 179 | 56 | 0.95 | 127 | 134 | 43 | 0.95 | P | 2012-08-15 |  |  | Lamps
170 | LED Street Light | White High Power LED System | Indal WRTL Exterior Lighting Ltd | Luma 2, 100 LED & 18000 Lumen Package + Luma 3, 200 LED & 22000 Lumen Package |  | 4101700001100 | 170 | 179 | 56 | 0.95 |  |  |  |  | P | 2012-08-15 |  |  | Lamps
172 | LED Street Light |  | Philips Lighting | LEDGine 96 LED Economy Line (Cool White 5600k) |  | 4101720000100 | 172 | 179 | 50 | 0.96 |  |  |  |  | P | 2011-06-06 |  |  | Lamps | 2012-08-01 | Date issued added 01/08/2012
173 | LED Street Lights |  | LED Roadway Lighting | Satellite Series 173W Model S96M |  | 4101730000100 | 172 | 183 | 63 | 0.94 |  |  |  |  | P | 2010-02-01 |  |  | Lamps
174 | LED Street Light |  | GE | GE R250 - Modular Roadway R250 Triple/ASY3/174/43 (43% Dimmed Circuit Watts) |  | 4101740000043 | 174 | 181 | 53 | 0.96 | 75 | 92 | 54 | 0.81 | P | 2011-02-15 |  | N/A | Lamps
174 | LED Street Light |  | GE | GE R250 - Modular Roadway R250 Triple/ASY3/174/43 |  | 4101740000100 | 174 | 181 | 53 | 0.96 |  |  |  |  | P | 2011-02-15 |  | N/A | Lamps
174 | LED Street Lights |  | CU Phosco Lighting | P850 400mA 174W V1 |  | 4101740001100 | 175 | 183 | 51 | 0.96 |  |  |  |  | P | 2013-03-20 |  |  | Lamps
175 | LED Street Lights |  | Advanced LED Ltd | CLIPPER 175W EL72 |  | 4101750000100 | 177 | 184 | 52 | 0.96 |  |  |  |  | P | 2013-06-19 |  |  | Lamps
179 | LED Street Light | White High Power LED System | Indal WRTL Exterior Lighting Ltd | Luma 2, 120 LED & 20000 Lumen Package (Dimmed 50% full power circuit watts) |  | 4101790000050 | 179 | 188 | 59 | 0.95 | 90 | 95 | 30 | 0.95 | P | 2012-08-15 |  |  | Lamps
179 | LED Street Light | White High Power LED System | Indal WRTL Exterior Lighting Ltd | Luma 2, 120 LED & 20000 Lumen Package (Dimmed 75% full power circuit watts) |  | 4101790000075 | 179 | 188 | 59 | 0.95 | 134 | 141 | 44 | 0.95 | P | 2012-08-15 |  |  | Lamps
179 | LED Street Light | White High Power LED System | Indal WRTL Exterior Lighting Ltd | Luma 2, 120 LED & 20000 Lumen Package |  | 4101790000100 | 179 | 188 | 59 | 0.95 |  |  |  |  | P | 2012-08-15 |  |  | Lamps
179 | LED Street Lights |  | Philips Lighting | LEDGine 2.2 Jan 2013 ECO198 740 Neutral White, ECO211 657 Cool White |  | 4101790001100 | 179 | 190 | 65 | 0.94 |  |  |  |  | P | 2013-04-17 |  |  | Lamps
180 | LED Street Lights |  | OrangeTek | TERRALED 180A |  | 4101800001100 | 166 | 180 | 68 | 0.93 |  |  |  |  | P | 2012-09-19 |  |  | Lamps
181 | LED Street Lights |  | Philips Lighting | LEDGine 152 LED Green Line |  | 4101810000100 | 181 | 188 | 52 | 0.96 |  |  |  |  | P | 2010-06-01 |  |  | Lamps
181 | LED Street Lights | 100 LED Main Road Luminaire | CU Phosco RUUD Lighting | Ledway Road L*D***10C Code = Product description (must be LXD or LYD), optic type (any), mounting (any), number of LEDs (must be 10 actually = 100 LEDs), Type of LED (must be C), colour (any). |  | 4101810001100 | 173 | 176 | 33 | 0.98 |  |  |  |  | P | 2011-06-06 |  |  | Lamps | 2012-08-01 | Date issued added 01/08/2012
181 | LED Street Light | White High Power LED System | Indal WRTL Exterior Lighting Ltd | Luma 3, 200 LED & 23000 Lumen Package (Dimmed 50% full power circuit watts) |  | 4101810002050 | 181 | 197 | 77 | 0.92 | 91 | 99 | 39 | 0.92 | P | 2012-08-15 |  |  | Lamps
181 | LED Street Light | White High Power LED System | Indal WRTL Exterior Lighting Ltd | Luma 3, 200 LED & 23000 Lumen Package (Dimmed 75% full power circuit watts) |  | 4101810002075 | 181 | 197 | 77 | 0.92 | 136 | 148 | 58 | 0.92 | P | 2012-08-15 |  |  | Lamps
181 | LED Street Light | White High Power LED System | Indal WRTL Exterior Lighting Ltd | Luma 3, 200 LED & 23000 Lumen Package |  | 4101810002100 | 181 | 197 | 77 | 0.92 |  |  |  |  | P | 2012-08-15 |  |  | Lamps
181 | LED Street Lights |  | CU Phosco Lighting | P850 450mA 181W V1 CLO |  | 4101810003100 | 181 | 190 | 57 | 0.95 |  |  |  |  | P | 2013-05-15 |  |  | Lamps
183 | LED Street Lights | 80 LED Main Road Luminaire | CU Phosco RUUD Lighting | Ledway Road L*D ** * 08D ** Code = Product description (must be LXD or LYD), optic type (any), mounting (any), number of LEDs (must be 08 actually = 80 LEDs), Type of LED (must be D), colour (any). |  | 4101830000100 | 183 | 186 | 34 | 0.98 |  |  |  |  | P | 2011-08-17 |  | N/A | Lamps
184 | LED Street Lights |  | Philips Lighting | LEDGine ECO211 Cool White 5700K 657/LEDGine ECO198 Neutral White 4000K 740 |  | 4101840000100 | 184 | 195 | 63 | 0.95 |  |  |  |  | P | 2012-06-21 |  |  | Lamps
185 | LED Street Light |  | Philips Lighting | LEDGine 104 LED Economy Line (Cool White 5600k) |  | 4101850000100 | 185 | 192 | 52 | 0.96 |  |  |  |  | P | 2011-06-06 |  |  | Lamps | 2012-08-01 | Date issued added 01/08/2012
189 | LED Street Light | White High Power LED System | Indal WRTL Exterior Lighting Ltd | Luma 3, 200 LED & 24000 Lumen Package (Dimmed 50% full power circuit watts) |  | 4101890000050 | 189 | 205 | 81 | 0.92 | 95 | 103 | 40 | 0.92 | P | 2012-08-15 |  |  | Lamps
189 | LED Street Light | White High Power LED System | Indal WRTL Exterior Lighting Ltd | Luma 3, 200 LED & 24000 Lumen Package (Dimmed 75% full power circuit watts) |  | 4101890000075 | 189 | 205 | 81 | 0.92 | 142 | 154 | 60 | 0.92 | P | 2012-08-15 |  |  | Lamps
189 | LED Street Light | White High Power LED System | Indal WRTL Exterior Lighting Ltd | Luma 3, 200 LED & 24000 Lumen Package |  | 4101890000100 | 189 | 205 | 81 | 0.92 |  |  |  |  | P | 2012-08-15 |  |  | Lamps
192 | LED Street Lights |  | Philips Lighting | LEDGine 160 LED Green Line |  | 4101920000100 | 192 | 199 | 53 | 0.96 |  |  |  |  | P | 2010-06-01 |  |  | Lamps
194 | LED Street Light | White High Power LED System | Indal WRTL Exterior Lighting Ltd | Luma 2, 120 LED & 21000 Lumen Package (Dimmed 50% full power circuit watts) |  | 4101940000050 | 194 | 200 | 49 | 0.97 | 97 | 100 | 24 | 0.97 | P | 2012-08-15 |  |  | Lamps
194 | LED Street Light | White High Power LED System | Indal WRTL Exterior Lighting Ltd | Luma 2, 120 LED & 21000 Lumen Package (Dimmed 75% full power circuit watts) |  | 4101940000075 | 194 | 200 | 49 | 0.97 | 146 | 151 | 39 | 0.97 | P | 2012-08-15 |  |  | Lamps
194 | LED Street Light | White High Power LED System | Indal WRTL Exterior Lighting Ltd | Luma 2, 120 LED & 21000 Lumen Package |  | 4101940000100 | 194 | 200 | 49 | 0.97 |  |  |  |  | P | 2012-08-15 |  |  | Lamps
194 | LED Street Lights |  | Philips Lighting | LEDGine 2.2 Jan 2013 ECO212 740 Neutral White, ECO226 641 Cool White |  | 4101940001100 | 194 | 204 | 63 | 0.95 |  |  |  |  | P | 2013-04-17 |  |  | Lamps
195 | LED Street Lights |  | CU Phosco Lighting | P850 450mA 195W V1 |  | 4101950000100 | 195 | 203 | 59 | 0.96 |  |  |  |  | P | 2013-03-20 |  |  | Lamps
196 | LED Street Light |  | GE | GE R250 - Modular Roadway R250 Quadruple/ASY3/196/43 (44% Dimmed Circuit Watts) |  | 4101960000044 | 195 | 205 | 61 | 0.95 | 85 | 105 | 61 | 0.81 | P | 2011-02-15 |  | N/A | Lamps
196 | LED Street Light |  | GE | GE R250 - Modular Roadway R250 Quadruple/ASY3/196/43 |  | 4101960000100 | 195 | 205 | 61 | 0.95 |  |  |  |  | P | 2011-02-15 |  | N/A | Lamps
198 | LED Street Light |  | Philips Lighting | LEDGine 112 LED Economy Line (Cool White 5600k) |  | 4101980000100 | 198 | 205 | 53 | 0.97 |  |  |  |  | P | 2011-06-06 |  |  | Lamps | 2012-08-01 | Date issued added 01/08/2012
198 | LED Street Lights |  | Philips Lighting | LEDGine ECO226 Cool White 5700K 657/LEDGine ECO212 Neutral White 4000K 740 |  | 4101980003100 | 198 | 207 | 60 | 0.96 |  |  |  |  | P | 2012-06-21 |  |  | Lamps | 2012-08-16 | Unique Identifier incremented due to duplication
200 | LED Street Lights |  | Advanced LED Ltd | CLIPPER 200W EL72 |  | 4102000000100 | 203 | 210 | 52 | 0.97 |  |  |  |  | P | 2013-06-19 |  |  | Lamps
201 | LED Street Lights |  | LED Roadway Lighting | Satellite Series 201W Model S96M |  | 4102010000100 | 208 | 213 | 47 | 0.98 |  |  |  |  | P | 2010-08-05 |  | N/A | Lamps
201 | LED Street Light | White High Power LED System | Indal WRTL Exterior Lighting Ltd | Luma 3, 200 LED & 25000 Lumen Package (Dimmed 50% full power circuit watts) |  | 4102010001050 | 201 | 216 | 79 | 0.93 | 100 | 108 | 41 | 0.93 | P | 2012-08-15 |  |  | Lamps
201 | LED Street Light | White High Power LED System | Indal WRTL Exterior Lighting Ltd | Luma 3, 200 LED & 25000 Lumen Package (Dimmed 75% full power circuit watts) |  | 4102010001075 | 201 | 216 | 79 | 0.93 | 150 | 161 | 58 | 0.93 | P | 2012-08-15 |  |  | Lamps
201 | LED Street Light | White High Power LED System | Indal WRTL Exterior Lighting Ltd | Luma 3, 200 LED & 25000 Lumen Package |  | 4102010001100 | 201 | 216 | 79 | 0.93 |  |  |  |  | P | 2012-08-15 |  |  | Lamps
201 | LED Street Lights |  | CU Phosco Lighting | P850 500mA 201W V1 CLO |  | 4102010002100 | 201 | 209 | 58 | 0.96 |  |  |  |  | P | 2013-05-15 |  |  | Lamps
205 | LED Street Lights |  | Philips Lighting | LEDGine 2.2 Jan 2013 ECO227 740 Neutral White, ECO257 657 Cool White |  | 4102050001100 | 205 | 213 | 60 | 0.96 |  |  |  |  | P | 2013-04-17 |  |  | Lamps
206 | LED Street Lights | 90 LED Main Road Luminaire | CU Phosco RUUD Lighting | Ledway Road L*D ** * 09D ** Code = Product description (must be LXD or LYD), optic type (any), mounting (any), number of LEDs (must be 09 actually = 90 LEDs), Type of LED (must be D), colour (any). |  | 4102060000100 | 205 | 208 | 34 | 0.99 |  |  |  |  | P | 2011-06-06 |  |  | Lamps | 2012-08-01 | Date issued added 01/08/2012
211 | LED Street Light | White High Power LED System | Indal WRTL Exterior Lighting Ltd | Luma 2, 120 LED & 22000 Lumen Package + Luma 3, 200 LED & 26000 Lumen Package (Dimmed 50% full power circuit watts) |  | 4102110000050 | 211 | 222 | 69 | 0.95 | 106 | 112 | 36 | 0.95 | P | 2012-08-15 |  |  | Lamps
211 | LED Street Light | White High Power LED System | Indal WRTL Exterior Lighting Ltd | Luma 2, 120 LED & 22000 Lumen Package + Luma 3, 200 LED & 26000 Lumen Package (Dimmed 75% full power circuit watts) |  | 4102110000075 | 211 | 222 | 69 | 0.95 | 158 | 166 | 51 | 0.95 | P | 2012-08-15 |  |  | Lamps
211 | LED Street Lights |  | Philips Lighting | LEDGine ECO241 Cool White 5700K 657/LEDGine ECO227 Neutral White 4000K 740 |  | 4102110000100 | 211 | 220 | 62 | 0.96 |  |  |  |  | P | 2012-06-21 |  |  | Lamps
211 | LED Street Light | White High Power LED System | Indal WRTL Exterior Lighting Ltd | Luma 2, 120 LED & 22000 Lumen Package + Luma 3, 200 LED & 26000 Lumen Package |  | 4102110000100 | 211 | 222 | 69 | 0.95 |  |  |  |  | P | 2012-08-15 |  |  | Lamps
212 | LED Street Light |  | Philips Lighting | LEDGine 120 LED Economy Line (Cool White 5600k) |  | 4102120000100 | 211 | 218 | 54 | 0.97 |  |  |  |  | P | 2011-06-06 |  |  | Lamps | 2012-08-01 | Date issued added 01/08/2012
215 | LED Street Light |  | GE | GE R250 - Modular Roadway R250 Quadruple/ASY3/215/43 (43% Dimmed Circuit Watts) |  | 4102150000043 | 213 | 222 | 60 | 0.96 | 92 | 110 | 61 | 0.83 | P | 2011-02-15 |  | N/A | Lamps
215 | LED Street Light |  | GE | GE R250 - Modular Roadway R250 Quadruple/ASY3/215/43 |  | 4102150000100 | 213 | 222 | 60 | 0.96 |  |  |  |  | P | 2011-02-15 |  | N/A | Lamps
215 | LED Street Light | White High Power LED System | Indal WRTL Exterior Lighting Ltd | Luma 3, 140 LED & 24000 Lumen Package (Dimmed 50% full power circuit watts) |  | 4102150001050 | 215 | 224 | 63 | 0.96 | 107 | 111 | 30 | 0.96 | P | 2012-08-15 |  |  | Lamps
215 | LED Street Light | White High Power LED System | Indal WRTL Exterior Lighting Ltd | Luma 3, 140 LED & 24000 Lumen Package (Dimmed 75% full power circuit watts) |  | 4102150001075 | 215 | 224 | 63 | 0.96 | 161 | 168 | 48 | 0.96 | P | 2012-08-15 |  |  | Lamps
215 | LED Street Light | White High Power LED System | Indal WRTL Exterior Lighting Ltd | Luma 3, 140 LED & 24000 Lumen Package |  | 4102150001100 | 215 | 224 | 63 | 0.96 |  |  |  |  | P | 2012-08-15 |  |  | Lamps
216 | LED Street Lights |  | CU Phosco Lighting | P850 500mA 216W V1 |  | 4102160000100 | 216 | 224 | 59 | 0.96 |  |  |  |  | P | 2013-03-20 |  |  | Lamps
218 | LED Street Light | White High Power LED System | Indal WRTL Exterior Lighting Ltd | Luma 3, 120 LED & 23000 Lumen Package (Dimmed 50% full power circuit watts) |  | 4102180000050 | 218 | 225 | 55 | 0.97 | 109 | 112 | 26 | 0.97 | P | 2012-08-15 |  |  | Lamps
218 | LED Street Light | White High Power LED System | Indal WRTL Exterior Lighting Ltd | Luma 3, 120 LED & 23000 Lumen Package (Dimmed 75% full power circuit watts) |  | 4102180000075 | 218 | 225 | 55 | 0.97 | 164 | 169 | 41 | 0.97 | P | 2012-08-15 |  |  | Lamps
218 | LED Street Light | White High Power LED System | Indal WRTL Exterior Lighting Ltd | Luma 3, 120 LED & 23000 Lumen Package |  | 4102180000100 | 218 | 225 | 55 | 0.97 |  |  |  |  | P | 2012-08-15 |  |  | Lamps
219 | LED Street Lights | 120 LED Main Road Luminaire | CU Phosco RUUD Lighting | Ledway Road L*D ** * 12C ** Code = Product description (must be LXD or LYD), optic type (any), mounting (any), number of LEDs (must be 12 actually =120 LEDs), Type of LED (must be C), colour (any). |  | 4102190000100 | 216 | 223 | 59 | 0.97 |  |  |  |  | P | 2010-10-05 |  | N/A | Lamps
219 | LED Street Lights |  | Philips Lighting | LEDGine 2.2 Jan 2013 ECO241 740 Neutral White, ECO257 657 Cool White |  | 4102190001100 | 219 | 230 | 72 | 0.95 |  |  |  |  | P | 2013-04-17 |  |  | Lamps
220 | LED Street Lights |  | CU Phosco Lighting | P850 550mA 220W V1 CLO |  | 4102200000100 | 220 | 228 | 60 | 0.97 |  |  |  |  | P | 2013-05-15 |  |  | Lamps
222 | LED Street Lights |  | Philips Lighting | LEDGine ECO257 Cool White 5700K 657/LEDGine ECO241 Neutral White 4000K 740 |  | 4102220000100 | 221 | 231 | 66 | 0.96 |  |  |  |  | P | 2012-06-21 |  |  | Lamps
222 | LED Street Light | White High Power LED System | Indal WRTL Exterior Lighting Ltd | Luma 3, 200 LED & 27000 Lumen Package (Dimmed 50% full power circuit watts) |  | 4102220001050 | 222 | 236 | 81 | 0.94 | 111 | 118 | 40 | 0.94 | P | 2012-08-15 |  |  | Lamps
222 | LED Street Light | White High Power LED System | Indal WRTL Exterior Lighting Ltd | Luma 3, 200 LED & 27000 Lumen Package (Dimmed 75% full power circuit watts) |  | 4102220001075 | 222 | 236 | 81 | 0.94 | 167 | 178 | 62 | 0.94 | P | 2012-08-15 |  |  | Lamps
222 | LED Street Light | White High Power LED System | Indal WRTL Exterior Lighting Ltd | Luma 3, 200 LED & 27000 Lumen Package |  | 4102220001100 | 222 | 236 | 81 | 0.94 |  |  |  |  | P | 2012-08-15 |  |  | Lamps
224 | LED Street Lights | 100 LED Main Road Luminaire | CU Phosco RUUD Lighting | Ledway Road L*D ** * 10D ** Code = Product description (must be LXD or LYD), optic type (any), mounting (any), number of LEDs (must be 10 actually = 100 LEDs), Type of LED (must be D), colour (any). |  | 4102240000100 | 224 | 227 | 35 | 0.99 |  |  |  |  | P | 2011-08-17 |  | N/A | Lamps
224 | LED Street Lights |  | CU Phosco RUUD Lighting | Ledway Road L*D***10D**I5 (Reduced Operation 75% Circuit Watts) Code = Product description (must be LXD or LYD), optic type (any), mounting (any), number of LEDs (must be 10 actually = 100 LEDs), Type of LED (must be D), colour (any). Running current (must be I5 - actually 525mA) |  | 4102240002100 | 168 | 172 | 33 | 0.98 |  |  |  |  | P | 2012-06-21 |  |  | Lamps
224 | LED Street Lights |  | CU Phosco RUUD Lighting | Ledway Road L*D***10D**I3 (Reduced Operation 52% Circuit Watts) Code = Product description (must be LXD or LYD), optic type (any), mounting (any), number of LEDs (must be 10 actually = 100 LEDs), Type of LED (must be D), colour (any), running current (must be I3 - actually 350mA) |  | 4102240003100 | 117 | 121 | 31 | 0.97 |  |  |  |  | P | 2012-06-21 |  |  | Lamps
225 | LED Street Light |  | Philips Lighting | LEDGine 128 LED Economy Line (Cool White 5600k) |  | 4102250000100 | 224 | 231 | 56 | 0.97 |  |  |  |  | P | 2011-06-06 |  |  | Lamps | 2012-08-01 | Date issued added 01/08/2012
226 | LED Street Light | White High Power LED System | Indal WRTL Exterior Lighting Ltd | Luma 3, 140 LED & 25000 Lumen Package (Dimmed 50% full power circuit watts) |  | 4102260000050 | 226 | 231 | 46 | 0.98 | 113 | 115 | 21 | 0.98 | P | 2012-08-15 |  |  | Lamps
226 | LED Street Light | White High Power LED System | Indal WRTL Exterior Lighting Ltd | Luma 3, 140 LED & 25000 Lumen Package (Dimmed 75% full power circuit watts) |  | 4102260000075 | 226 | 231 | 46 | 0.98 | 169 | 172 | 32 | 0.98 | P | 2012-08-15 |  |  | Lamps
226 | LED Street Light | White High Power LED System | Indal WRTL Exterior Lighting Ltd | Luma 3, 140 LED & 25000 Lumen Package |  | 4102260000100 | 226 | 231 | 46 | 0.98 |  |  |  |  | P | 2012-08-15 |  |  | Lamps
229 | LED Street Light |  | GE | GE R250 - Modular Roadway R250 Quadruple/ASY3/229/43 (43% Dimmed Circuit Watts) |  | 4102290000043 | 231 | 239 | 58 | 0.97 | 99 | 118 | 64 | 0.84 | P | 2011-02-15 |  | N/A | Lamps
229 | LED Street Light |  | GE | GE R250 - Modular Roadway R250 Quadruple/ASY3/229/43 |  | 4102290000100 | 231 | 239 | 58 | 0.97 |  |  |  |  | P | 2011-02-15 |  | N/A | Lamps
233 | LED Street Lights |  | Philips Lighting | LEDGine ECO272 Cool White 5700K 657/LEDGine ECO255 Neutral White 4000K 740 |  | 4102330000100 | 233 | 242 | 66 | 0.96 |  |  |  |  | P | 2012-06-21 |  |  | Lamps
233 | LED Street Lights |  | Philips Lighting | LEDGine 2.2 Jan 2013 ECO255 740 Neutral White, ECO272 657 Cool White |  | 4102330001100 | 233 | 245 | 76 | 0.95 |  |  |  |  | P | 2013-04-17 |  |  | Lamps
234 | LED Street Light | White High Power LED System | Indal WRTL Exterior Lighting Ltd | Luma 3, 200 LED & 28000 Lumen Package (Dimmed 50% full power circuit watts) |  | 4102340000050 | 234 | 246 | 77 | 0.95 | 117 | 123 | 38 | 0.95 | P | 2012-08-15 |  |  | Lamps
234 | LED Street Light | White High Power LED System | Indal WRTL Exterior Lighting Ltd | Luma 3, 200 LED & 28000 Lumen Package (Dimmed 75% full power circuit watts) |  | 4102340000075 | 234 | 246 | 77 | 0.95 | 176 | 185 | 57 | 0.95 | P | 2012-08-15 |  |  | Lamps
234 | LED Street Light | White High Power LED System | Indal WRTL Exterior Lighting Ltd | Luma 3, 200 LED & 28000 Lumen Package |  | 4102340000100 | 234 | 246 | 77 | 0.95 |  |  |  |  | P | 2012-08-15 |  |  | Lamps
237 | LED Street Lights |  | CU Phosco Lighting | P850 550mA 237W V1 |  | 4102370000100 | 237 | 245 | 60 | 0.97 |  |  |  |  | P | 2013-03-20 |  |  | Lamps
240 | LED Street Lights |  | CU Phosco Lighting | P850 600mA 240W V1 CLO |  | 4102400000100 | 240 | 247 | 61 | 0.97 |  |  |  |  | P | 2013-05-15 |  |  | Lamps
242 | LED Street Light |  | Philips Lighting | LEDGine 136 LED Economy Line (Cool White 5600k) |  | 4102420000100 | 241 | 248 | 57 | 0.97 |  |  |  |  | P | 2011-06-06 |  |  | Lamps | 2012-08-01 | Date issued added 01/08/2012
243 | LED Street Light | White High Power LED System | Indal WRTL Exterior Lighting Ltd | Luma 3, 140 LED & 26000 Lumen Package + Luma 3, 160 LED & 27000 Lumen Package (Dimmed 50% full power circuit watts) |  | 4102430000050 | 243 | 251 | 61 | 0.97 | 122 | 126 | 31 | 0.97 | P | 2012-08-15 |  |  | Lamps
243 | LED Street Light | White High Power LED System | Indal WRTL Exterior Lighting Ltd | Luma 3, 140 LED & 26000 Lumen Package + Luma 3, 160 LED & 27000 Lumen Package (Dimmed 75% full power circuit watts) |  | 4102430000075 | 243 | 251 | 61 | 0.97 | 182 | 188 | 47 | 0.97 | P | 2012-08-15 |  |  | Lamps
243 | LED Street Light | White High Power LED System | Indal WRTL Exterior Lighting Ltd | Luma 3, 140 LED & 26000 Lumen Package + Luma 3, 160 LED & 27000 Lumen Package |  | 4102430000100 | 243 | 251 | 61 | 0.97 |  |  |  |  | P | 2012-08-15 |  |  | Lamps
244 | LED Street Lights |  | Philips Lighting | LEDGine 2.2 Jan 2013 ECO269 740 Neutral White, ECO287 657 Cool White |  | 4102440001100 | 244 | 252 | 61 | 0.97 |  |  |  |  | P | 2013-04-17 |  |  | Lamps
245 | LED Street Light | White High Power LED System | Indal WRTL Exterior Lighting Ltd | Luma 3, 200 LED & 29000 Lumen Package (Dimmed 50% full power circuit watts) |  | 4102450000050 | 245 | 261 | 89 | 0.94 | 123 | 131 | 45 | 0.94 | P | 2012-08-15 |  |  | Lamps
245 | LED Street Light | White High Power LED System | Indal WRTL Exterior Lighting Ltd | Luma 3, 200 LED & 29000 Lumen Package (Dimmed 75% full power circuit watts) |  | 4102450000075 | 245 | 261 | 89 | 0.94 | 184 | 196 | 68 | 0.94 | P | 2012-08-15 |  |  | Lamps
245 | LED Street Light | White High Power LED System | Indal WRTL Exterior Lighting Ltd | Luma 3, 200 LED & 29000 Lumen Package |  | 4102450000100 | 245 | 261 | 89 | 0.94 |  |  |  |  | P | 2012-08-15 |  |  | Lamps
248 | LED Street Lights |  | Philips Lighting | LEDGine ECO287 Cool White 5700K 657/LEDGine ECO269 Neutral White 4000K 740 |  | 4102480000100 | 248 | 254 | 57 | 0.97 |  |  |  |  | P | 2012-06-21 |  |  | Lamps
251 | LED Street Lights | 110 LED Main Road Luminaire | CU Phosco RUUD Lighting | Ledway Road L*D ** * 11D ** Code = Product description (must be LXD or LYD), optic type (any), mounting (any), number of LEDs (must be 11 actually = 110 LEDs), Type of LED (must be D), colour (any). |  | 4102510000100 | 246 | 249 | 38 | 0.99 |  |  |  |  | P | 2011-06-06 |  |  | Lamps | 2012-08-01 | Date issued added 01/08/2012
258 | LED Street Light |  | Philips Lighting | LEDGine 144 LED Economy Line (Cool White 5600k) |  | 4102580000100 | 258 | 264 | 58 | 0.98 |  |  |  |  | P | 2011-06-06 |  |  | Lamps | 2012-08-01 | Date issued added 01/08/2012
258 | LED Street Lights |  | Philips Lighting | LEDGine ECO302 Cool White 5700K 657/LEDGine ECO283 Neutral White 4000K 740 |  | 4102580001100 | 257 | 266 | 68 | 0.97 |  |  |  |  | P | 2012-06-21 |  |  | Lamps
258 | LED Street Lights |  | Philips Lighting | LEDGine 2.2 Jan 2013 ECO283 740 Neutral White, ECO302 657 Cool White |  | 4102580002100 | 258 | 272 | 85 | 0.95 |  |  |  |  | P | 2013-04-17 |  |  | Lamps
259 | LED Street Light | White High Power LED System | Indal WRTL Exterior Lighting Ltd | Luma 3, 200 LED & 30000 Lumen Package (Dimmed 50% full power circuit watts) |  | 4102590000050 | 259 | 270 | 76 | 0.96 | 130 | 135 | 36 | 0.96 | P | 2012-08-15 |  |  | Lamps
259 | LED Street Light | White High Power LED System | Indal WRTL Exterior Lighting Ltd | Luma 3, 200 LED & 30000 Lumen Package (Dimmed 75% full power circuit watts) |  | 4102590000075 | 259 | 270 | 76 | 0.96 | 194 | 202 | 56 | 0.96 | P | 2012-08-15 |  |  | Lamps
259 | LED Street Light | White High Power LED System | Indal WRTL Exterior Lighting Ltd | Luma 3, 200 LED & 30000 Lumen Package |  | 4102590000100 | 259 | 270 | 76 | 0.96 |  |  |  |  | P | 2012-08-15 |  |  | Lamps
259 | LED Street Lights |  | CU Phosco Lighting | P850 600mA 259W V1 |  | 4102590001100 | 260 | 266 | 56 | 0.98 |  |  |  |  | P | 2013-03-20 |  |  | Lamps
260 | LED Street Lights |  | CU Phosco Lighting | P850 650mA 260W V1 CLO |  | 4102600000100 | 260 | 267 | 61 | 0.97 |  |  |  |  | P | 2013-05-15 |  |  | Lamps
261 | LED Street Light | White High Power LED System | Indal WRTL Exterior Lighting Ltd | Luma 3, 160 LED & 28000 Lumen Package (Dimmed 50% full power circuit watts) |  | 4102610000050 | 261 | 275 | 86 | 0.95 | 130 | 137 | 43 | 0.95 | P | 2012-08-15 |  |  | Lamps
261 | LED Street Light | White High Power LED System | Indal WRTL Exterior Lighting Ltd | Luma 3, 160 LED & 28000 Lumen Package (Dimmed 75% full power circuit watts) |  | 4102610000075 | 261 | 275 | 86 | 0.95 | 195 | 205 | 63 | 0.95 | P | 2012-08-15 |  |  | Lamps
261 | LED Street Light | White High Power LED System | Indal WRTL Exterior Lighting Ltd | Luma 3, 160 LED & 28000 Lumen Package |  | 4102610000100 | 261 | 275 | 86 | 0.95 |  |  |  |  | P | 2012-08-15 |  |  | Lamps
271 | LED Street Lighting | 120 LED Main Road Luminaire | CU Phosco RUUD Lighting | Ledway Road L*D** *12D** Code = Product description (must be LXD or LYD), optic type (any), mounting (any), number of LEDs (must be 12 actually = 120 LEDs), Type of LED (must be D), colour (any). |  | 4102710000100 | 264 | 267 | 38 | 0.99 |  |  |  |  | P | 2011-07-20 |  | N/A | Lamps
271 | LED Street Light | White High Power LED System | Indal WRTL Exterior Lighting Ltd | Luma 3, 200 LED & 31000 Lumen Package (Dimmed 50% full power circuit watts) |  | 4102710001050 | 271 | 285 | 89 | 0.95 | 135 | 142 | 44 | 0.95 | P | 2012-08-15 |  |  | Lamps
271 | LED Street Light | White High Power LED System | Indal WRTL Exterior Lighting Ltd | Luma 3, 200 LED & 31000 Lumen Package (Dimmed 75% full power circuit watts) |  | 4102710001075 | 271 | 285 | 89 | 0.95 | 203 | 214 | 68 | 0.95 | P | 2012-08-15 |  |  | Lamps
271 | LED Street Light | White High Power LED System | Indal WRTL Exterior Lighting Ltd | Luma 3, 200 LED & 31000 Lumen Package |  | 4102710001100 | 271 | 285 | 89 | 0.95 |  |  |  |  | P | 2012-08-15 |  |  | Lamps
274 | LED Street Light |  | Philips Lighting | LEDGine 152 LED Economy Line (Cool White 5600k) |  | 4102740000100 | 274 | 281 | 61 | 0.98 |  |  |  |  | P | 2011-06-06 |  |  | Lamps | 2012-08-01 | Date issued added 01/08/2012
274 | LED Street Light | White High Power LED System | Indal WRTL Exterior Lighting Ltd | Luma 3, 160 LED & 29000 Lumen Package (Dimmed 50% full power circuit watts) |  | 4102740001050 | 274 | 285 | 80 | 0.96 | 137 | 143 | 41 | 0.96 | P | 2012-08-15 |  |  | Lamps
274 | LED Street Light | White High Power LED System | Indal WRTL Exterior Lighting Ltd | Luma 3, 160 LED & 29000 Lumen Package (Dimmed 75% full power circuit watts) |  | 4102740001075 | 274 | 285 | 80 | 0.96 | 205 | 214 | 61 | 0.96 | P | 2012-08-15 |  |  | Lamps
274 | LED Street Light | White High Power LED System | Indal WRTL Exterior Lighting Ltd | Luma 3, 160 LED & 29000 Lumen Package |  | 4102740001100 | 274 | 285 | 80 | 0.96 |  |  |  |  | P | 2012-08-15 |  |  | Lamps
280 | LED Street Lights |  | CU Phosco Lighting | P850 700mA 280W V1 CLO |  | 4102800000100 | 280 | 287 | 64 | 0.97 |  |  |  |  | P | 2013-05-15 |  |  | Lamps
281 | LED Street Light | White High Power LED System | Indal WRTL Exterior Lighting Ltd | Luma 3, 200 LED & 32000 Lumen Package (Dimmed 50% full power circuit watts) |  | 4102810000050 | 281 | 296 | 92 | 0.95 | 141 | 148 | 45 | 0.95 | P | 2012-08-15 |  |  | Lamps
281 | LED Street Light | White High Power LED System | Indal WRTL Exterior Lighting Ltd | Luma 3, 200 LED & 32000 Lumen Package (Dimmed 75% full power circuit watts) |  | 4102810000075 | 281 | 296 | 92 | 0.95 | 211 | 222 | 69 | 0.95 | P | 2012-08-15 |  |  | Lamps
281 | LED Street Light | White High Power LED System | Indal WRTL Exterior Lighting Ltd | Luma 3, 200 LED & 32000 Lumen Package |  | 4102810000100 | 281 | 296 | 92 | 0.95 |  |  |  |  | P | 2012-08-15 |  |  | Lamps
281 | LED Street Lights |  | CU Phosco Lighting | P850 650mA 281W V1 |  | 4102810001100 | 281 | 287 | 61 | 0.98 |  |  |  |  | P | 2013-03-20 |  |  | Lamps
283 | LED Street Light | White High Power LED System | Indal WRTL Exterior Lighting Ltd | Luma 3, 180 LED & 31000 Lumen Package (Dimmed 50% full power circuit watts) |  | 4102830000050 | 283 | 292 | 71 | 0.97 | 142 | 146 | 34 | 0.97 | P | 2012-08-15 |  |  | Lamps
283 | LED Street Light | White High Power LED System | Indal WRTL Exterior Lighting Ltd | Luma 3, 180 LED & 31000 Lumen Package (Dimmed 75% full power circuit watts) |  | 4102830000075 | 283 | 292 | 71 | 0.97 | 212 | 219 | 55 | 0.97 | P | 2012-08-15 |  |  | Lamps
283 | LED Street Light | White High Power LED System | Indal WRTL Exterior Lighting Ltd | Luma 3, 180 LED & 31000 Lumen Package |  | 4102830000100 | 283 | 292 | 71 | 0.97 |  |  |  |  | P | 2012-08-15 |  |  | Lamps
289 | LED Street Light | White High Power LED System | Indal WRTL Exterior Lighting Ltd | Luma 3, 160 LED & 30000 Lumen Package (Dimmed 50% full power circuit watts) |  | 4102890000050 | 289 | 301 | 84 | 0.96 | 144 | 150 | 42 | 0.96 | P | 2012-08-15 |  |  | Lamps
289 | LED Street Light | White High Power LED System | Indal WRTL Exterior Lighting Ltd | Luma 3, 160 LED & 30000 Lumen Package (Dimmed 75% full power circuit watts) |  | 4102890000075 | 289 | 301 | 84 | 0.96 | 216 | 225 | 63 | 0.96 | P | 2012-08-15 |  |  | Lamps
289 | LED Street Light | White High Power LED System | Indal WRTL Exterior Lighting Ltd | Luma 3, 160 LED & 30000 Lumen Package |  | 4102890000100 | 289 | 301 | 84 | 0.96 |  |  |  |  | P | 2012-08-15 |  |  | Lamps
292 | LED Street Light |  | Philips Lighting | LEDGine 160 LED Economy Line (Cool White 5600k) |  | 4102910000100 | 291 | 297 | 59 | 0.98 |  |  |  |  | P | 2011-06-06 |  |  | Lamps | 2012-08-01 | Date issued added 01/08/2012
292 | LED Street Light | White High Power LED System | Indal WRTL Exterior Lighting Ltd | Luma 3, 200 LED & 33000 Lumen Package (Dimmed 50% full power circuit watts) |  | 4102920000050 | 292 | 304 | 85 | 0.96 | 146 | 152 | 42 | 0.96 | P | 2012-08-15 |  |  | Lamps
292 | LED Street Light | White High Power LED System | Indal WRTL Exterior Lighting Ltd | Luma 3, 200 LED & 33000 Lumen Package (Dimmed 75% full power circuit watts) |  | 4102920000075 | 292 | 304 | 85 | 0.96 | 219 | 228 | 63 | 0.96 | P | 2012-08-15 |  |  | Lamps
292 | LED Street Light | White High Power LED System | Indal WRTL Exterior Lighting Ltd | Luma 3, 200 LED & 33000 Lumen Package |  | 4102920000100 | 292 | 304 | 85 | 0.96 |  |  |  |  | P | 2012-08-15 |  |  | Lamps
295 | LED Street Light | White High Power LED System | Indal WRTL Exterior Lighting Ltd | Luma 3, 180 LED & 32000 Lumen Package (Dimmed 50% full power circuit watts) |  | 4102950000050 | 295 | 304 | 74 | 0.97 | 147 | 152 | 39 | 0.97 | P | 2012-08-15 |  |  | Lamps
295 | LED Street Light | White High Power LED System | Indal WRTL Exterior Lighting Ltd | Luma 3, 180 LED & 32000 Lumen Package (Dimmed 75% full power circuit watts) |  | 4102950000075 | 295 | 304 | 74 | 0.97 | 221 | 228 | 56 | 0.97 | P | 2012-08-15 |  |  | Lamps
295 | LED Street Light | White High Power LED System | Indal WRTL Exterior Lighting Ltd | Luma 3, 180 LED & 32000 Lumen Package |  | 4102950000100 | 295 | 304 | 74 | 0.97 |  |  |  |  | P | 2012-08-15 |  |  | Lamps
302 | LED Street Lights |  | CU Phosco Lighting | P850 700mA 302W V1 |  | 4103020000100 | 302 | 309 | 67 | 0.98 |  |  |  |  | P | 2013-03-20 |  |  | Lamps
305 | LED Street Light | White High Power LED System | Indal WRTL Exterior Lighting Ltd | Luma 3, 200 LED & 34000 Lumen Package (Dimmed 50% full power circuit watts) |  | 4103050000050 | 305 | 321 | 100 | 0.95 | 152 | 160 | 50 | 0.95 | P | 2012-08-15 |  |  | Lamps
305 | LED Street Light | White High Power LED System | Indal WRTL Exterior Lighting Ltd | Luma 3, 200 LED & 34000 Lumen Package (Dimmed 75% full power circuit watts) |  | 4103050000075 | 305 | 321 | 100 | 0.95 | 228 | 240 | 75 | 0.95 | P | 2012-08-15 |  |  | Lamps
305 | LED Street Light | White High Power LED System | Indal WRTL Exterior Lighting Ltd | Luma 3, 200 LED & 34000 Lumen Package |  | 4103050000100 | 305 | 321 | 100 | 0.95 |  |  |  |  | P | 2012-08-15 |  |  | Lamps
316 | LED Street Light | White High Power LED System | Indal WRTL Exterior Lighting Ltd | Luma 3, 180 LED & 33000 Lumen Package (Dimmed 50% full power circuit watts) |  | 4103160000050 | 316 | 329 | 92 | 0.96 | 158 | 165 | 48 | 0.96 | P | 2012-08-15 |  |  | Lamps
316 | LED Street Light | White High Power LED System | Indal WRTL Exterior Lighting Ltd | Luma 3, 180 LED & 33000 Lumen Package (Dimmed 75% full power circuit watts) |  | 4103160000075 | 316 | 329 | 92 | 0.96 | 237 | 247 | 70 | 0.96 | P | 2012-08-15 |  |  | Lamps
316 | LED Street Light | White High Power LED System | Indal WRTL Exterior Lighting Ltd | Luma 3, 180 LED & 33000 Lumen Package |  | 4103160000100 | 316 | 329 | 92 | 0.96 |  |  |  |  | P | 2012-08-15 |  |  | Lamps
323 | LED Street Light | White High Power LED System | Indal WRTL Exterior Lighting Ltd | Luma 3, 200 LED & 35000 Lumen Package (Dimmed 50% full power circuit watts) |  | 4103230000050 | 323 | 340 | 106 | 0.95 | 161 | 169 | 51 | 0.95 | P | 2012-08-15 |  |  | Lamps
323 | LED Street Light | White High Power LED System | Indal WRTL Exterior Lighting Ltd | Luma 3, 200 LED & 35000 Lumen Package (Dimmed 75% full power circuit watts) |  | 4103230000075 | 323 | 340 | 106 | 0.95 | 242 | 255 | 80 | 0.95 | P | 2012-08-15 |  |  | Lamps
323 | LED Street Light | White High Power LED System | Indal WRTL Exterior Lighting Ltd | Luma 3, 200 LED & 35000 Lumen Package |  | 4103230000100 | 323 | 340 | 106 | 0.95 |  |  |  |  | P | 2012-08-15 |  |  | Lamps
324 | LED Street Light | White High Power LED System | Indal WRTL Exterior Lighting Ltd | Luma 3, 200 LED & 38000 Lumen Package (Dimmed 50% full power circuit watts) |  | 4103240000050 | 324 | 338 | 95 | 0.96 | 162 | 169 | 48 | 0.96 | P | 2012-08-15 |  |  | Lamps
324 | LED Street Light | White High Power LED System | Indal WRTL Exterior Lighting Ltd | Luma 3, 200 LED & 38000 Lumen Package (Dimmed 75% full power circuit watts) |  | 4103240000075 | 324 | 338 | 95 | 0.96 | 243 | 253 | 70 | 0.96 | P | 2012-08-15 |  |  | Lamps
324 | LED Street Light | White High Power LED System | Indal WRTL Exterior Lighting Ltd | Luma 3, 200 LED & 38000 Lumen Package |  | 4103240000100 | 324 | 338 | 95 | 0.96 |  |  |  |  | P | 2012-08-15 |  |  | Lamps
338 | LED Street Light | White High Power LED System | Indal WRTL Exterior Lighting Ltd | Luma 3, 200 LED & 36000 Lumen Package (Dimmed 50% full power circuit watts) |  | 4103380000050 | 338 | 352 | 99 | 0.96 | 169 | 176 | 49 | 0.96 | P | 2012-08-15 |  |  | Lamps
338 | LED Street Light | White High Power LED System | Indal WRTL Exterior Lighting Ltd | Luma 3, 200 LED & 36000 Lumen Package (Dimmed 75% full power circuit watts) |  | 4103380000075 | 338 | 352 | 99 | 0.96 | 253 | 264 | 75 | 0.96 | P | 2012-08-15 |  |  | Lamps
338 | LED Street Light | White High Power LED System | Indal WRTL Exterior Lighting Ltd | Luma 3, 200 LED & 36000 Lumen Package |  | 4103380000100 | 338 | 352 | 99 | 0.96 |  |  |  |  | P | 2012-08-15 |  |  | Lamps
340 | LED Street Light | White High Power LED System | Indal WRTL Exterior Lighting Ltd | Luma 3, 200 LED & 39000 Lumen Package (Dimmed 50% full power circuit watts) |  | 4103400000050 | 340 | 351 | 85 | 0.97 | 170 | 175 | 42 | 0.97 | P | 2012-08-15 |  |  | Lamps
340 | LED Street Light | White High Power LED System | Indal WRTL Exterior Lighting Ltd | Luma 3, 200 LED & 39000 Lumen Package (Dimmed 75% full power circuit watts) |  | 4103400000075 | 340 | 351 | 85 | 0.97 | 255 | 263 | 64 | 0.97 | P | 2012-08-15 |  |  | Lamps
340 | LED Street Light | White High Power LED System | Indal WRTL Exterior Lighting Ltd | Luma 3, 200 LED & 39000 Lumen Package |  | 4103400000100 | 340 | 351 | 85 | 0.97 |  |  |  |  | P | 2012-08-15 |  |  | Lamps
350 | LED Street Light | White High Power LED System | Indal WRTL Exterior Lighting Ltd | Luma 3, 200 LED & 40000 Lumen Package (Dimmed 50% full power circuit watts) |  | 4103500000050 | 350 | 365 | 102 | 0.96 | 175 | 182 | 50 | 0.96 | P | 2012-08-15 |  |  | Lamps
350 | LED Street Light | White High Power LED System | Indal WRTL Exterior Lighting Ltd | Luma 3, 200 LED & 40000 Lumen Package (Dimmed 75% full power circuit watts) |  | 4103500000075 | 350 | 365 | 102 | 0.96 | 263 | 274 | 77 | 0.96 | P | 2012-08-15 |  |  | Lamps
350 | LED Street Light | White High Power LED System | Indal WRTL Exterior Lighting Ltd | Luma 3, 200 LED & 40000 Lumen Package |  | 4103500000100 | 350 | 365 | 102 | 0.96 |  |  |  |  | P | 2012-08-15 |  |  | Lamps
353 | LED Street Light | White High Power LED System | Indal WRTL Exterior Lighting Ltd | Luma 3, 200 LED & 37000 Lumen Package (Dimmed 50% full power circuit watts) |  | 4103530000050 | 353 | 364 | 88 | 0.97 | 176 | 181 | 42 | 0.97 | P | 2012-08-15 |  |  | Lamps
353 | LED Street Light | White High Power LED System | Indal WRTL Exterior Lighting Ltd | Luma 3, 200 LED & 37000 Lumen Package (Dimmed 75% full power circuit watts) |  | 4103530000075 | 353 | 364 | 88 | 0.97 | 265 | 273 | 66 | 0.97 | P | 2012-08-15 |  |  | Lamps
353 | LED Street Light | White High Power LED System | Indal WRTL Exterior Lighting Ltd | Luma 3, 200 LED & 37000 Lumen Package |  | 4103530000100 | 353 | 364 | 88 | 0.97 |  |  |  |  | P | 2012-08-15 |  |  | Lamps
6 | Traffic Sign | Luminescent | One2See Signs Ltd | AC600LV See@Night 600mm Dia Circular Sign/LV Driver | 4500060 | 4500060000100 | 6 | 15 | 28 | 0.55 |  |  |  |  | P | 2007-11-09 |  | Standard Conversion | Lamps | 2012-02-15 | Made Permanent
12 | Traffic Sign | Luminescent | One2See Signs Ltd | AC300 See@Night 300mm Dia Circular Sign | 4500120 | 4500120000100 | 11 | 20 | 17 | 0.56 |  |  |  |  | P | 2007-11-09 |  | Standard Conversion | Lamps | 2012-02-15 | Made Permanent
18 | Traffic Sign | Luminescent | One2See Signs Ltd | R3045 See@Night Rectangular Sign | 4500180 | 4500180000100 | 18 | 33 | 28 | 0.55 |  |  |  |  | P | 2007-11-09 |  | Standard Conversion | Lamps | 2012-02-15 | Made Permanent
20 | Traffic Sign | Luminescent | One2See Signs Ltd | AC600 See@Night 600mm Dia Circular Sign | 4500200 | 4500200000100 | 20 | 34 | 27 | 0.59 |  |  |  |  | P | 2007-11-09 |  | Standard Conversion | Lamps | 2012-02-15 | Made Permanent
22 | Traffic Sign | Luminescent | One2See Signs Ltd | BT600 See@Night 600mm Triangular Sign | 4500220 | 4500220000100 | 22 | 35 | 27 | 0.63 |  |  |  |  | P | 2007-11-09 |  | Standard Conversion | Lamps | 2012-02-15 | Made Permanent
32 | Traffic Sign | Luminescent | One2See Signs Ltd | AC750 See@Night 750mm Dia Circular Sign | 4500320 | 4500320000100 | 32 | 55 | 45 | 0.58 |  |  |  |  | P | 2007-11-09 |  | Standard Conversion | Lamps | 2012-02-15 | Made Permanent
34 | Traffic Sign | Luminescent | One2See Signs Ltd | BT750 See@Night 750mm Triangular Sign | 4500340 | 4500340000100 | 34 | 55 | 43 | 0.62 |  |  |  |  | P | 2007-11-09 |  | Standard Conversion | Lamps | 2012-02-15 | Made Permanent
35 | Electronic Ballast |  | Osram | OSRAM HCI-E/P 35W/WDL/ SYLVANIA SHP-S 35W/CO |  | 5000350000100 | 44 | 46 | 13 | 0.96 |  |  |  |  | P | 2012-05-16 |  | N/A | Lamps
45 | Electronic Ballast | SON SON/T HPI (MBI) | Zodion | Zodion ZEBC45 (50% Lux) (Dimmed 76% Circuit Watts) |  | 5000450000076 | 49 | 51 | 13 | 0.97 | 37 | 38 | 8.6603 | 0.96 | P | 2008-11-28 |  |  | Lamps | 2012-02-15 | Made Permanent
45 | Electronic Ballast | SON SON/T HPI (MBI) | Zodion | Zodion ZEBC45 (75% Lux) (Dimmed 88% Circuit Watts) |  | 5000450000088 | 49 | 51 | 13 | 0.97 | 43 | 45 | 13.2665 | 0.97 | P | 2008-11-28 |  |  | Lamps | 2012-02-15 | Made Permanent
45 | Electronic Ballast | SON SON/T HPI (MBI) CPO | Harvard Engineering | HPIDD45-240-C-CC-CS-LN HPIDD45-240-C-CC-CS-WM HPIDD45-240-B-CC-CS |  | 5000450000100 | 49 | 51 | 13 | 0.97 |  |  |  |  | P | 2008-10-15 |  |  | Lamps
45 | Electronic Ballast | SON SON/T HPI (MBI) | Zodion | Zodion ZEBC45 |  | 5000450000100 | 49 | 51 | 13 | 0.97 |  |  |  |  | P | 2008-10-21 |  |  | Lamps
45 | Electronic Ballast | SON SON/T HPI (MBI) CPO | Harvard Engineering | Harvard Engineering PLC Part Night Ballast HPIDD45-240-B-CC-CS-PN (Dimmed 75% Circuit Watts) |  | 5000450001075 | 48 | 50 | 13 | 0.97 | 36 | 38 | 10 | 0.96 | P | 2008-10-15 |  |  | Lamps | 2009-02-20 | Equipment description was altered
45 | Electronic Ballast | SON SON/T HPI (MBI) CPO | Venture Lighting | VP45SSB255 |  | 5000450001075 | 48 | 50 | 13 | 0.97 | 36 | 38 | 10 | 0.96 | P | 2011-02-22 |  | N/A | Lamps
50 | Electronic Ballast | SON SON/T HPI (MBI) | Zodion | Zodion ZEBC 50 (50% Lux) (Dimmed 70% Circuit Watts) |  | 5000500000070 | 54 | 55 | 11 | 0.98 | 38 | 39 | 8.775 | 0.96 | P | 2008-11-28 |  |  | Lamps | 2012-02-15 | Made Permanent
50 | Electronic Ballast | SON SON/T HPI (MBI) | Zodion | Zodion ZEBC 50 (75% Lux) (Dimmed 87% Circuit Watts) |  | 5000500000087 | 54 | 55 | 11 | 0.98 | 47 | 48 | 9.7468 | 0.97 | P | 2008-11-28 |  |  | Lamps | 2012-02-15 | Made Permanent
50 | Electronic Ballast | SON SON/T HPI (MBI) | Harvard Engineering | HPIDD50-240-C-CC-L, HPIDD50-240-C-CC-WM HPIDD50-240-B-CC CPE50-240-B-CC |  | 5000500000100 | 54 | 55 | 11 | 0.98 |  |  |  |  | P | 2008-10-15 |  |  | Lamps | 2010-11-02 | Amended to include new model number which has compatible electronic data: CPE50-240-B-CC.
50 | Electronic Ballast | SON SON/T HPI (MBI) | Zodion | Zodion ZEBC 50 |  | 5000500000100 | 54 | 55 | 11 | 0.98 |  |  |  |  | P | 2008-10-21 |  |  | Lamps
50 | Electronic Ballast | SON SON/T HPI (MBI) | Venture Lighting | V50MSB255 V50MSC255 |  | 5000500000100 | 54 | 55 | 11 | 0.98 |  |  |  |  | P | 2011-02-22 |  | N/A | Lamps
50 | Electronic Ballast | SON SON/T HPI (MBI) | Harvard Engineering | Harvard Engineering PLC Part Night Ballast HPIDD50-240-B-CC-PN (Dimmed 70% Circuit Watts) |  | 5000500001070 | 53 | 55 | 11 | 0.98 | 37 | 39 | 11 | 0.96 | P | 2008-10-15 |  |  | Lamps
50 | Electronic Ballast | SON-T NAV-E | CELTronic (Charles Endirect Ltd) | Eltam EHID MidNight 50W IP20 801.050.50/802.050.50 IP65 871.050.50/872.050.50 (Dimmed at 58% Circuit Watts) |  | 5000500002058 | 53 | 53 | 9 | 0.99 | 31 | 31 | 8 | 0.97 | P | 2011-06-15 |  | N/A | Lamps
50 | Electronic Ballast | SON-T NAV-E | CELTronic (Charles Endirect Ltd) | Eltam EHID MidNight 50W IP20 801.050.55/802.050.55 IP65 871.050.55/872.050.55 (Dimmed at 62% Circuit Watts) |  | 5000500002062 | 53 | 53 | 9 | 0.99 | 33 | 34 | 8 | 0.97 | P | 2011-06-15 |  | N/A | Lamps
50 | Electronic Ballast | SON-T NAV-E | CELTronic (Charles Endirect Ltd) | Eltam EHID MidNight 50W IP20 801.050.60/802.050.60 IP65 871.050.60/872.050.60 (Dimmed at 66% Circuit Watts) |  | 5000500002066 | 53 | 53 | 9 | 0.99 | 35 | 36 | 8 | 0.97 | P | 2011-06-15 |  | N/A | Lamps
50 | Electronic Ballast | SON-T NAV-E | CELTronic (Charles Endirect Ltd) | Eltam EHID MidNight 50W IP20 801.050.65/802.050.65 IP65 871.050.65/872.050.65 (Dimmed at 70% Circuit Watts) |  | 5000500002070 | 53 | 53 | 9 | 0.99 | 37 | 38 | 9 | 0.97 | P | 2011-06-15 |  | N/A | Lamps
50 | Electronic Ballast | SON-T NAV-E | CELTronic (Charles Endirect Ltd) | Eltam EHID MidNight 50W IP20 801.050.70/802.050.70 IP65 871.050.70/872.050.70 (Dimmed at 74% Circuit Watts) |  | 5000500002074 | 53 | 53 | 9 | 0.99 | 39 | 40 | 6 | 0.99 | P | 2011-06-15 |  | N/A | Lamps
50 | Electronic Ballast | SON-T NAV-E | CELTronic (Charles Endirect Ltd) | Eltam EHID MidNight 50W IP20 801.050.75/802.050.75 IP65 871.050.75/872.050.75 (Dimmed at 77% Circuit Watts) |  | 5000500002077 | 53 | 53 | 9 | 0.99 | 41 | 42 | 9 | 0.98 | P | 2011-06-15 |  | N/A | Lamps
50 | Electronic Ballast | SON-T NAV-E | CELTronic (Charles Endirect Ltd) | Eltam EHID MidNight 50W IP20 801.050.80/802.050.80 IP65 871.050.80/872.050.80 (Dimmed at 83% Circuit Watts) |  | 5000500002083 | 53 | 53 | 9 | 0.99 | 44 | 45 | 10 | 0.98 | P | 2011-06-15 |  | N/A | Lamps
50 | Electronic Ballast | SON-T NAV-E | CELTronic (Charles Endirect Ltd) | Eltam EHID MidNight 50W IP20 801.050.85/802.050.85 IP65 871.050.85/872.050.085 (Dimmed at 87% Circuit Watts) |  | 5000500002087 | 53 | 53 | 9 | 0.99 | 46 | 46 | 8 | 0.99 | P | 2011-06-15 |  | N/A | Lamps
50 | Electronic Ballast | SON-T NAV-E | CELTronic (Charles Endirect Ltd) | Eltam EHID MidNight 50W IP20 801.050.90/802.050.90 IP65 871.050.90/872.050.90 (Dimmed at 91% Circuit Watts) |  | 5000500002091 | 53 | 53 | 9 | 0.99 | 48 | 49 | 9 | 0.98 | P | 2011-06-15 |  | N/A | Lamps
50 | Electronic Ballast | SON-T NAV-E | CELTronic (Charles Endirect Ltd) | Eltam EHID MidNight 50W IP20 801.050.095/802.050.095 IP65 871.050.095/872.050.095 (Dimmed at 94% Circuit Watts) |  | 5000500002094 | 53 | 53 | 9 | 0.99 | 50 | 51 | 9 | 0.98 | P | 2011-06-15 |  | N/A | Lamps
50 | Electronic Ballast | SON-T NAV-E | CELTronic (Charles Endirect Ltd) | Eltam EHID MidNight 50W IP20 801.050.00/802.050.00 IP65 871.050.00/872.050.00 (Full Circuit Watts) |  | 5000500002100 | 53 | 53 | 9 | 0.99 |  |  |  |  | P | 2011-06-15 |  | N/A | Lamps
50 | Electronic Ballast | SON/CDO-TT | SELC Ireland | SELC 6000 50W (65% Dimmed Circuit Watts) |  | 5000500003065 | 55 | 57 | 14 | 0.97 | 36 | 39 | 13 | 0.94 | P | 2012-04-19 |  |  | Lamps | 2012-08-01 | Unique Identifier incremented due to duplication
50 | Electronic Ballast | SON/CDO-TT | SELC Ireland | SELC 6000 50W (73% Dimmed Circuit Watts) |  | 5000500003073 | 55 | 57 | 14 | 0.97 | 40 | 42 | 13 | 0.95 | P | 2012-04-19 |  |  | Lamps | 2012-08-01 | Unique Identifier incremented due to duplication
50 | Electronic Ballast | SON/CDO-TT | SELC Ireland | SELC 6000 50W (76% Dimmed Circuit Watts) |  | 5000500003076 | 55 | 57 | 14 | 0.97 | 42 | 44 | 13 | 0.95 | P | 2012-04-19 |  |  | Lamps | 2012-08-01 | Unique Identifier incremented due to duplication
50 | Electronic Ballast | SON/CDO-TT | SELC Ireland | SELC 6000 50W (80% Dimmed Circuit Watts) |  | 5000500003080 | 55 | 57 | 14 | 0.97 | 44 | 46 | 13 | 0.96 | P | 2012-04-19 |  |  | Lamps | 2012-08-01 | Unique Identifier incremented due to duplication
50 | Electronic Ballast | SON/CDO-TT | SELC Ireland | SELC 6000 50W (89% Dimmed Circuit Watts) |  | 5000500003089 | 55 | 57 | 14 | 0.97 | 49 | 51 | 14 | 0.96 | P | 2012-04-18 |  |  | Lamps
50 | Electronic Ballast | SON/CDO-TT | SELC Ireland | SELC 6000 50W (95% Dimmed Circuit Watts) |  | 5000500003095 | 55 | 57 | 14 | 0.97 | 52 | 54 | 14 | 0.97 | P | 2012-04-18 |  |  | Lamps
50 | Electronic Ballast | SON/CDO-TT | SELC Ireland | SELC 6000 50W |  | 5000500003100 | 55 | 57 | 14 | 0.97 |  |  |  |  | P | 2012-04-18 |  |  | Lamps
50 | Electronic Ballasts |  | Osram | HCI-TT 50W/WDL/ NAV-T 50W SUPER 4Y (67% Dimmed Circuit Watts) |  | 5000500004067 | 56 | 57 | 11 | 0.98 | 38 | 39 | 10 | 0.96 | P | 2012-05-16 |  | N/A | Lamps
50 | Electronic Ballasts |  | Osram | HCI-TT 50W/WDL/ NAV-T 50W SUPER 4Y (71% Dimmed Circuit Watts) |  | 5000500004071 | 56 | 57 | 11 | 0.98 | 40 | 42 | 11 | 0.97 | P | 2012-05-16 |  | N/A | Lamps
50 | Electronic Ballasts |  | Osram | HCI-TT 50W/WDL/ NAV-T 50W SUPER 4Y (76% Dimmed Circuit Watts) |  | 5000500004076 | 56 | 57 | 11 | 0.98 | 43 | 44 | 11 | 0.97 | P | 2012-05-16 |  | N/A | Lamps
50 | Electronic Ballasts |  | Osram | HCI-TT 50W/WDL/ NAV-T 50W SUPER 4Y (80% Dimmed Circuit Watts) |  | 5000500004080 | 56 | 57 | 11 | 0.98 | 45 | 46 | 11 | 0.97 | P | 2012-05-16 |  | N/A | Lamps
50 | Electronic Ballasts |  | Osram | HCI-TT 50W/WDL/ NAV-T 50W SUPER 4Y (89% Dimmed Circuit Watts) |  | 5000500004089 | 56 | 57 | 11 | 0.98 | 50 | 52 | 11 | 0.98 | P | 2012-05-16 |  | N/A | Lamps
50 | Electronic Ballasts |  | Osram | HCI-TT 50W/WDL/ NAV-T 50W SUPER 4Y (100% circuit watts) |  | 5000500004100 | 56 | 57 | 11 | 0.98 |  |  |  |  | P | 2012-05-16 |  | N/A | Lamps
50 | Electronic Ballasts | SON, MBI, CDO | Venture Lighting | VYB050PN1 (73% Dimmed circuit watts) VYB050255 (product code for full power charge code previously given) |  | 5000500005073 | 56 | 57 | 11 | 0.98 | 41 | 42 | 11 | 0.97 | P | 2012-10-17 |  |  | Lamps
50 | Electronic Ballasts | SON, MBI, CDO | Venture Lighting | VYB050255 |  | 5000500005100 | 56 | 57 | 11 | 0.98 |  |  |  |  | P | 2012-08-15 |  |  | Lamps | 2012-08-31 | Added 16/08/2012 - Ammended due to a second set of test data (higher) being submitted for the same lamps dimming code product code VYB050PN1)
50 | Electronic Ballast | SON/CDO-TT | SELC Ireland | SELC 6000 50W (Dimmed to 82% of 80% Reduced Operation Circuit Watts, or 65% of Full Operation Circuit Watts ) |  | 5000500006082 | 44 | 46 | 13 | 0.96 | 36 | 39 | 13 | 0.94 | P | 2012-11-14 |  |  | Lamps
50 | Electronic Ballast | SON/CDO-TT | SELC Ireland | SELC 6000 50W (Reduced Operation - 80% Circuit Watts) |  | 5000500006100 | 44 | 46 | 13 | 0.96 |  |  |  |  | P | 2012-11-14 |  |  | Lamps
50 | Electronic Ballasts | SON, MH | SELC Ireland | SELC Smart Star 50w Smart Ballast @ (49% Circuit Watts - 30 Lumen level) |  | 5000500007049 | 56 | 60 | 21 | 0.93 | 28 | 35 | 22 | 0.78 | P | 2013-01-16 |  |  | Lamps
50 | Electronic Ballasts | SON, MH | SELC Ireland | SELC Smart Star 50w Smart Ballast @ (50% Circuit Watts - 35 to 40 Lumen level) |  | 5000500007050 | 56 | 60 | 21 | 0.93 | 28 | 36 | 22 | 0.78 | P | 2013-01-16 |  |  | Lamps
50 | Electronic Ballasts | SON, MH | SELC Ireland | SELC Smart Star 50w Smart Ballast @ (53% Circuit Watts - 45 Lumen level) |  | 5000500007053 | 56 | 60 | 21 | 0.93 | 30 | 37 | 22 | 0.8 | P | 2013-01-16 |  |  | Lamps
50 | Electronic Ballasts | SON, MH | SELC Ireland | SELC Smart Star 50w Smart Ballast @ (54% Circuit Watts - 50 Lumen level) |  | 5000500007054 | 56 | 60 | 21 | 0.93 | 30 | 38 | 23 | 0.8 | P | 2013-01-16 |  |  | Lamps
50 | Electronic Ballasts | SON, MH | SELC Ireland | SELC Smart Star 50w Smart Ballast @ (56% Circuit Watts - 55 Lumen level) |  | 5000500007056 | 56 | 60 | 21 | 0.93 | 31 | 38 | 21 | 0.83 | P | 2013-01-16 |  |  | Lamps
50 | Electronic Ballasts | SON, MH | SELC Ireland | SELC Smart Star 50w Smart Ballast @ (61% Circuit Watts - 60 Lumen level) |  | 5000500007061 | 56 | 60 | 21 | 0.93 | 34 | 40 | 21 | 0.85 | P | 2013-01-16 |  |  | Lamps
50 | Electronic Ballasts | SON, MH | SELC Ireland | SELC Smart Star 50w Smart Ballast @ (64% Circuit Watts - 65 Lumen level) |  | 5000500007064 | 56 | 60 | 21 | 0.93 | 36 | 41 | 21 | 0.87 | P | 2013-01-16 |  |  | Lamps
50 | Electronic Ballasts | SON, MH | SELC Ireland | SELC Smart Star 50w Smart Ballast @ (70% Circuit Watts - 70 Lumen level) |  | 5000500007070 | 56 | 60 | 21 | 0.93 | 39 | 44 | 21 | 0.88 | P | 2013-01-16 |  |  | Lamps
50 | Electronic Ballasts | SON, MH | SELC Ireland | SELC Smart Star 50w Smart Ballast @ (75% Circuit Watts - 75 Lumen level) |  | 5000500007075 | 56 | 60 | 21 | 0.93 | 42 | 47 | 21 | 0.89 | P | 2013-01-16 |  |  | Lamps
50 | Electronic Ballasts | SON, MH | SELC Ireland | SELC Smart Star 50w Smart Ballast @ (76% Circuit Watts - 80 Lumen level) |  | 5000500007076 | 56 | 60 | 21 | 0.93 | 43 | 48 | 21 | 0.9 | P | 2013-01-16 |  |  | Lamps
50 | Electronic Ballasts | SON, MH | SELC Ireland | SELC Smart Star 50w Smart Ballast @ (83% Circuit Watts - 85 Lumen level) |  | 5000500007083 | 56 | 60 | 21 | 0.93 | 46 | 49 | 16 | 0.95 | P | 2013-01-16 |  |  | Lamps
50 | Electronic Ballasts | SON, MH | SELC Ireland | SELC Smart Star 50w Smart Ballast @ (87% Circuit Watts - 90 Lumen level) |  | 5000500007087 | 56 | 60 | 21 | 0.93 | 49 | 53 | 21 | 0.92 | P | 2013-01-16 |  |  | Lamps
50 | Electronic Ballasts | SON, MH | SELC Ireland | SELC Smart Star 50w Smart Ballast @ (93% Circuit Watts - 95 Lumen level) |  | 5000500007093 | 56 | 60 | 21 | 0.93 | 52 | 56 | 21 | 0.93 | P | 2013-01-16 |  |  | Lamps
50 | Electronic Ballasts | SON, MH | SELC Ireland | SELC Smart Star 50w Smart Ballast (Full power) |  | 5000500007100 | 56 | 60 | 21 | 0.93 |  |  |  |  | P | 2013-01-16 |  |  | Lamps
60 | Electronic Ballast | CPO TW | Tyco Electronics UK Ltd | LumaWise 60W - (Dimmed 56% Circuit Watts) |  | 5000600000056 | 70 | 75 | 27 | 0.93 | 39 | 43 | 18 | 0.9 | T | 2008-09-11 | 2012-02-15 |  | Lamps
60 | Electronic Ballast | CPO TW | Tyco Electronics UK Ltd | LumaWise 60W - (Dimmed 64% Circuit Watts) |  | 5000600000064 | 70 | 75 | 27 | 0.93 | 45 | 50 | 22 | 0.91 | T | 2008-09-11 | 2012-02-15 |  | Lamps
60 | Electronic Ballast | CPO TW | Tyco Electronics UK Ltd | LumaWise 60W - (Dimmed 74% Circuit Watts) |  | 5000600000074 | 70 | 75 | 27 | 0.93 | 52 | 56 | 21 | 0.92 | T | 2008-09-11 | 2012-02-15 |  | Lamps
60 | Electronic Ballast | CPO TW | Tyco Electronics UK Ltd | LumaWise 60W - (Dimmed 83% Circuit Watts) |  | 5000600000083 | 70 | 75 | 27 | 0.93 | 58 | 63 | 25 | 0.92 | T | 2008-09-11 | 2012-02-15 |  | Lamps
60 | Electronic Ballast | CPO TW | Tyco Electronics UK Ltd | LumaWise 60W - (Dimmed 93% Circuit Watts) |  | 5000600000093 | 70 | 75 | 27 | 0.93 | 65 | 69 | 23 | 0.94 | T | 2008-09-11 | 2012-02-15 |  | Lamps
60 | Electronic Ballast | CPO TW | Tyco Electronics UK Ltd | LumaWise 60W |  | 5000600000100 | 70 | 75 | 27 | 0.93 |  |  |  |  | T | 2008-09-11 | 2012-02-15 |  | Lamps
60 | Electronic Ballast | SON SON/T HPI (MBI) | Zodion | Zodion ZEBC 60 (50% Lux) (Dimmed 68% Circuit Watts) |  | 5000600001068 | 66 | 67 | 11 | 0.98 | 45 | 47 | 13.5647 | 0.96 | P | 2008-11-28 |  |  | Lamps | 2012-02-15 | Made Permanent
60 | Electronic Ballast | SON SON/T HPI (MBI) | Zodion | Zodion ZEBC 60 (75% Lux) (Dimmed 82% Circuit Watts) |  | 5000600001082 | 66 | 67 | 11 | 0.98 | 54 | 55 | 10.4403 | 0.97 | P | 2008-11-28 |  |  | Lamps | 2012-02-15 | Made Permanent
60 | Electronic Ballast | SON SON/T HPI (MBI) CPO | Harvard Engineering | HPIDD60-240-C-CC-CS-LN HPIDD60-240-C-CC-CS-WM HPIDD60-240-B-CC-CS |  | 5000600001100 | 66 | 67 | 11 | 0.98 |  |  |  |  | P | 2008-10-15 |  |  | Lamps
60 | Electronic Ballast | SON SON/T HPI (MBI) | Zodion | Zodion ZEBC 60 |  | 5000600001100 | 66 | 67 | 11 | 0.98 |  |  |  |  | P | 2008-10-21 |  |  | Lamps
60 | Electronic Ballast | SON SON/T HPI (MBI) CPO | Venture Lighting | VP60SSB255 |  | 5000600001100 | 66 | 67 | 11 | 0.98 |  |  |  |  | P | 2011-02-22 |  | N/A | Lamps
60 | Electronic Ballast | SON SON/T HPI (MBI) CPO | Harvard Engineering | Harvard Engineering PLC Part Night Ballast HPIDD60-240-B-CC-CS-PN (Dimmed 69% Circuit Watts) |  | 5000600002069 | 65 | 66 | 13 | 0.98 | 45 | 47 | 13 | 0.96 | P | 2008-10-15 |  |  | Lamps
70 | Electronic Ballast | SON SON/T HPI (MBI) | Tyco Electronics UK Ltd | LumaWise Dimmable 70 Watt Electronic Ballast (Dimmed 35% Circuit Watts) |  | 5000700000035 | 81 | 86 | 29 | 0.94 | 28 | 32 | 15 | 0.88 | T | 2008-09-11 | 2012-02-15 |  | Lamps
70 | Electronic Ballast | SON SON/T HPI (MBI) | Tyco Electronics UK Ltd | LumaWise Dimmable 70 Watt Electronic Ballast (Dimmed 47% Circuit Watts) |  | 5000700000047 | 81 | 86 | 29 | 0.94 | 38 | 42 | 19 | 0.9 | T | 2008-09-11 | 2012-02-15 |  | Lamps
70 | Electronic Ballast |  | AZO Digital SP.Z.O.O | Smart Lamp 70 W (Dimmed 51% Circuit Watts) |  | 5000700000051 | 71 | 72 | 12 | 0.99 | 36 | 36 | 6 | 0.99 | Superseded by 50 0070 0002 051 | 2010-08-05 | 2010-11-02 | N/A | Lamps
70 | Electronic Ballast | SON SON/T HPI (MBI) | Tyco Electronics UK Ltd | LumaWise Dimmable 70 Watt Electronic Ballast (Dimmed 56% Circuit Watts) |  | 5000700000056 | 81 | 86 | 29 | 0.94 | 45 | 50 | 21 | 0.91 | T | 2008-09-11 | 2012-02-15 |  | Lamps
70 | Electronic Ballast |  | AZO Digital SP.Z.O.O | Smart Lamp 70 W (Dimmed 61% Circuit Watts) |  | 5000700000061 | 71 | 72 | 12 | 0.99 | 43 | 43 | 7 | 0.99 | Superseded by 50 0070 0002 060 | 2010-08-05 | 2010-11-02 | N/A | Lamps
70 | Electronic Ballast | SON SON/T HPI (MBI) | Tyco Electronics UK Ltd | LumaWise Dimmable 70 Watt Electronic Ballast (Dimmed 65% Circuit Watts) |  | 5000700000065 | 81 | 86 | 29 | 0.94 | 52 | 57 | 23 | 0.92 | T | 2008-09-11 | 2012-02-15 |  | Lamps
70 | Electronic Ballast |  | AZO Digital SP.Z.O.O | Smart Lamp 70 W (Dimmed 70% Circuit Watts) |  | 5000700000070 | 71 | 72 | 12 | 0.99 | 50 | 51 | 8 | 0.99 | Superseded by 50 0070 0002 070 | 2010-08-05 | 2010-11-02 | N/A | Lamps
70 | Electronic Ballast | SON SON/T HPI (MBI) | Tyco Electronics UK Ltd | LumaWise Dimmable 70 Watt Electronic Ballast (Dimmed 74% Circuit Watts) |  | 5000700000074 | 81 | 86 | 29 | 0.94 | 60 | 65 | 25 | 0.92 | T | 2008-09-11 | 2012-02-15 |  | Lamps
70 | Electronic Ballast |  | AZO Digital SP.Z.O.O | Smart Lamp 70 W (Dimmed 80% Circuit Watts) |  | 5000700000080 | 71 | 72 | 12 | 0.99 | 57 | 58 | 10 | 0.99 | Superseded by 50 0070 0002 080 | 2010-08-05 | 2010-11-02 | N/A | Lamps
70 | Electronic Ballast | SON SON/T HPI (MBI) | Tyco Electronics UK Ltd | LumaWise Dimmable 70 Watt Electronic Ballast (Dimmed 83% Circuit Watts) |  | 5000700000083 | 81 | 86 | 29 | 0.94 | 67 | 74 | 30 | 0.92 | T | 2008-09-11 | 2012-02-15 |  | Lamps
70 | Electronic Ballast |  | AZO Digital SP.Z.O.O | Smart Lamp 70 W (Dimmed 90% Circuit Watts) |  | 5000700000090 | 71 | 72 | 12 | 0.99 | 64 | 65 | 11 | 0.99 | Superseded by 50 0070 0002 090 | 2010-08-05 | 2010-11-02 | N/A | Lamps
70 | Electronic Ballast | SON SON/T HPI (MBI) | Tyco Electronics UK Ltd | LumaWise Dimmable 70 Watt Electronic Ballast (Dimmed 92% Circuit Watts) |  | 5000700000092 | 81 | 86 | 29 | 0.94 | 74 | 80 | 29 | 0.93 | T | 2008-09-11 | 2012-02-15 |  | Lamps
70 | Electronic Ballast | SON SON/T HPI (MBI) | Tyco Electronics UK Ltd | LumaWise Dimmable 70 Watt Electronic Ballast |  | 5000700000100 | 81 | 86 | 29 | 0.94 |  |  |  |  | P | 2008-09-11 |  |  | Lamps | 2012-02-15 | Made Permanent
70 | Electronic Ballast | SON SON/T HPI (MBI) | Zodion | Zodion ZEBC 70 (50% Lux) (Dimmed 71% Circuit Watts) |  | 5000700001071 | 78 | 79 | 14 | 0.98 | 55 | 57 | 14.9666 | 0.96 | P | 2008-11-28 |  |  | Lamps | 2012-02-15 | Made Permanent
70 | Electronic Ballast | SON SON/T HPI (MBI) | Zodion | Zodion ZEBC 70 (75% Lux) (Dimmed 87% Circuit Watts) |  | 5000700001087 | 78 | 79 | 14 | 0.98 | 68 | 70 | 16.6132 | 0.97 | P | 2008-11-28 |  |  | Lamps | 2012-02-15 | Made Permanent
70 | Electronic Ballast | SON SON/T HPI (MBI) | Harvard Engineering | HPIDD70-240-C-CC-LN HPIDD70-240-C-CC-WM HPIDD70-240-B-CC |  | 5000700001100 | 78 | 79 | 14 | 0.98 |  |  |  |  | P | 2008-10-15 |  |  | Lamps
70 | Electronic Ballast | SON SON/T HPI (MBI) | Zodion | Zodion ZEBC 70 |  | 5000700001100 | 78 | 79 | 14 | 0.98 |  |  |  |  | P | 2008-10-21 |  |  | Lamps
70 | Electronic Ballast | SON SON/T HPI (MBI) | Venture Lighting | V70SSB255-WiMAC |  | 5000700001100 | 78 | 79 | 14 | 0.98 |  |  |  |  | P | 2011-02-22 |  | N/A | Lamps
70 | Electronic Ballast |  | AZO Digital SP.Z.O.O | Smart Lamp 70 W (Dimmed 50% Circuit Watts) |  | 5000700002050 | 71 | 72 | 12 | 0.99 | 36 | 36 | 6 | 0.99 | P | 2010-11-02 |  | N/A | Lamps | 2012-08-01 | Unique Identifier incremented due to duplication
70 | Electronic Ballast |  | AZO Digital SP.Z.O.O | Smart Lamp 70 W (Dimmed 60% Circuit Watts) |  | 5000700002060 | 71 | 72 | 12 | 0.99 | 43 | 43 | 7 | 0.99 | P | 2010-11-02 |  | N/A | Lamps | 2012-08-01 | Unique Identifier incremented due to duplication
70 | Electronic Ballast |  | AZO Digital SP.Z.O.O | Smart Lamp 70 W (Dimmed 70% Circuit Watts) |  | 5000700002070 | 71 | 72 | 12 | 0.99 | 50 | 51 | 8 | 0.99 | P | 2010-11-02 |  | N/A | Lamps
70 | Electronic Ballast |  | AZO Digital SP.Z.O.O | Smart Lamp 70 W (Dimmed 80% Circuit Watts) |  | 5000700002080 | 71 | 72 | 12 | 0.99 | 57 | 58 | 10 | 0.99 | P | 2010-11-02 |  | N/A | Lamps
70 | Electronic Ballast |  | AZO Digital SP.Z.O.O | Smart Lamp 70 W (Dimmed 90% Circuit Watts) |  | 5000700002090 | 71 | 72 | 12 | 0.99 | 64 | 65 | 11 | 0.99 | P | 2010-11-02 |  | N/A | Lamps
70 | Electronic Ballast |  | AZO Digital SP.Z.O.O | Smart Lamp 70 W (Full circuit Watts) |  | 5000700002100 | 71 | 72 | 12 | 0.99 |  |  |  |  | P | 2010-08-05 |  | N/A | Lamps
70 | Electronic Ballast | SON SON/T HPI (MBI) | Harvard Engineering | Harvard Engineering PLC Part Night Ballast HPIDD70-240-B-CC-PN (Dimmed 83% Circuit Watts) |  | 5000700003083 | 78 | 79 | 14 | 0.98 | 65 | 66 | 11 | 0.99 | P | 2011-01-04 |  | N/A | Lamps
70 | Electronic Ballast | SON SON/T HPI (MBI) | Harvard Engineering | Harvard Engineering PLC Ballast HPIDD70-240-B-CC-PN |  | 5000700003100 | 78 | 79 | 14 | 0.98 |  |  |  |  | P | 2011-01-04 |  | N/A | Lamps
70 | Electronic Ballast |  | CELTronic (Charles Endirect Ltd) | Eltam EHID MidNight 70W IP20 801.075.50/802.075.50 IP65 871.075.50/872.075.50 (Dimmed 57% Circuit Watts) |  | 5000700004057 | 76 | 76 | 11 | 0.99 | 43 | 44 | 9 | 0.98 | P | 2011-04-06 |  | N/A | Lamps
70 | Electronic Ballast |  | CELTronic (Charles Endirect Ltd) | Eltam EHID MidNight 70W IP20 801.075.55/802.075.55 IP65 871.075.55/872.075.55 (Dimmed 61% Circuit Watts) |  | 5000700004061 | 76 | 76 | 11 | 0.99 | 46 | 47 | 8 | 0.99 | P | 2011-04-06 |  | N/A | Lamps
70 | Electronic Ballast |  | CELTronic (Charles Endirect Ltd) | Eltam EHID MidNight 70W IP20 801.075.60/802.075.60 IP65 871.075.60/872.075.60 (Dimmed 66% Circuit Watts) |  | 5000700004066 | 76 | 76 | 11 | 0.99 | 50 | 50 | 7 | 0.99 | P | 2011-04-06 |  | N/A | Lamps
70 | Electronic Ballast |  | CELTronic (Charles Endirect Ltd) | Eltam EHID MidNight 70W IP20 801.075.65/802.075.65 IP65 871.075.65/872.075.65 (Dimmed 70% Circuit Watts) |  | 5000700004070 | 76 | 76 | 11 | 0.99 | 53 | 54 | 10 | 0.98 | P | 2011-04-06 |  | N/A | Lamps
70 | Electronic Ballast |  | CELTronic (Charles Endirect Ltd) | Eltam EHID MidNight 70W IP20 801.075.70/802.075.70 IP65 871.075.70/872.075.70 (Dimmed 74% Circuit Watts) |  | 5000700004074 | 76 | 76 | 11 | 0.99 | 56 | 57 | 10 | 0.99 | P | 2011-04-06 |  | N/A | Lamps
70 | Electronic Ballast |  | CELTronic (Charles Endirect Ltd) | Eltam EHID MidNight 70W IP20 801.075.75/802.075.75 IP65 871.075.75/872.075.75 (Dimmed 78% Circuit Watts) |  | 5000700004079 | 76 | 76 | 11 | 1 | 60 | 60 | 10 | 1 | P | 2011-04-06 |  | N/A | Lamps | 2012-08-01 | Unique Identifier incremented due to duplication
70 | Electronic Ballast |  | CELTronic (Charles Endirect Ltd) | Eltam EHID MidNight 70W IP20 801.075.80/802.075.80 IP65 871.075.80/872.075.80 (Dimmed 83% Circuit Watts) |  | 5000700004083 | 76 | 76 | 11 | 0.99 | 63 | 64 | 9 | 0.99 | P | 2011-04-06 |  | N/A | Lamps
70 | Electronic Ballast |  | CELTronic (Charles Endirect Ltd) | Eltam EHID MidNight 70W IP20 801.075.85/802.075.85 IP65 871.075.85/872.075.85 (Dimmed 87% Circuit Watts) |  | 5000700004087 | 76 | 76 | 11 | 0.99 | 66 | 67 | 10 | 0.99 | P | 2011-04-06 |  | N/A | Lamps
70 | Electronic Ballast |  | CELTronic (Charles Endirect Ltd) | Eltam EHID MidNight 70W IP20 801.075.90/802.075.90 IP65 871.075.90/872.075.90 (Dimmed 91% Circuit Watts) |  | 5000700004091 | 76 | 76 | 11 | 0.99 | 69 | 70 | 10 | 0.99 | P | 2011-04-06 |  | N/A | Lamps
70 | Electronic Ballast |  | CELTronic (Charles Endirect Ltd) | Eltam EHID MidNight 70W IP20 801.075.095/802.075.095 IP65 871.075.095/872.075.095 (Dimmed 95% Circuit Watts) |  | 5000700004095 | 76 | 76 | 11 | 0.99 | 72 | 73 | 10 | 0.99 | P | 2011-04-06 |  | N/A | Lamps
70 | Electronic Ballast |  | CELTronic (Charles Endirect Ltd) | Eltam EHID MidNight 70W IP20 801.075.00/802.075.00 IP65 871.075.00/872.075.00 (Full Circuit Watts) |  | 5000700004100 | 76 | 76 | 11 | 0.99 |  |  |  |  | P | 2011-04-06 |  | N/A | Lamps
70 | Electronic Ballast | SELC 6000 70W Smart Ballast @ 60% | SELC Ireland | SELC 6000 70W Smart Ballast @ 60% |  | 5000700005060 | 77 | 79 | 15 | 0.98 | 47 | 51 | 19 | 0.93 | P | 2011-06-06 |  |  | Lamps |  | 100% data addeed 01/08/12.Date issued added 01/08/2012
70 | Electronic Ballast | SELC 6000 70W Smart Ballast @ 70% | SELC Ireland | SELC 6000 70W Smart Ballast @ 70% |  | 5000700005070 | 77 | 79 | 15 | 0.98 | 55 | 57 | 15 | 0.96 | P | 2011-06-06 |  |  | Lamps | 2012-08-01 | 100% data addeed 01/08/12.Date issued added 01/08/2012
70 | Electronic Ballast | SELC 6000 70W Smart Ballast @ 80% | SELC Ireland | SELC 6000 70W Smart Ballast @ 80% |  | 5000700005080 | 77 | 79 | 15 | 0.98 | 61 | 63 | 15 | 0.97 | P | 2011-06-06 |  |  | Lamps | 2012-08-01 | 100% data addeed 01/08/12.Date issued added 01/08/2012
70 | Electronic Ballast | SELC 6000 70W Smart Ballast @ 90% | SELC Ireland | SELC 6000 70W Smart Ballast @ 90% |  | 5000700005090 | 77 | 79 | 15 | 0.98 | 68 | 70 | 16 | 0.97 | P | 2011-06-06 |  |  | Lamps | 2012-08-01 | 100% data addeed 01/08/12.Date issued added 01/08/2012
70 | Electronic Ballast | SELC 6000 70W Smart Ballast @ 100% | SELC Ireland | SELC 6000 70W Smart Ballast @ 100% |  | 5000700005100 | 77 | 79 | 15 | 0.98 |  |  |  |  | P | 2011-06-06 |  |  | Lamps | 2012-08-01 | Date issued added 01/08/2012
70 | Electronic Ballasts |  | Osram | HCI-TT 70W/WDL /OSRAM (67% Dimmed Circuit Watts) |  | 5000700006067 | 79 | 80 | 16 | 0.98 | 53 | 54 | 14 | 0.97 | P | 2012-05-16 |  | N/A | Lamps
70 | Electronic Ballasts |  | Osram | HCI-TT 70W/WDL /OSRAM (70% Dimmed Circuit Watts) |  | 5000700006070 | 79 | 80 | 16 | 0.98 | 56 | 58 | 14 | 0.97 | P | 2012-05-16 |  | N/A | Lamps
70 | Electronic Ballasts |  | Osram | HCI-TT 70W/WDL /OSRAM (75% Dimmed Circuit Watts) |  | 5000700006075 | 79 | 80 | 16 | 0.98 | 59 | 61 | 15 | 0.97 | P | 2012-05-16 |  | N/A | Lamps
70 | Electronic Ballasts |  | Osram | HCI-TT 70W/WDL /OSRAM (80% Dimmed Circuit Watts) |  | 5000700006080 | 79 | 80 | 16 | 0.98 | 64 | 65 | 15 | 0.97 | P | 2012-05-16 |  | N/A | Lamps
70 | Electronic Ballasts |  | Osram | HCI-TT 70W/WDL /OSRAM (90% Dimmed Circuit Watts) |  | 5000700006090 | 79 | 80 | 16 | 0.98 | 71 | 73 | 15 | 0.98 | P | 2012-05-16 |  | N/A | Lamps
70 | Electronic Ballasts |  | Osram | HCI-TT 70W/WDL /OSRAM (100% Circuit Watts) |  | 5000700006100 | 79 | 80 | 16 | 0.98 |  |  |  |  | P | 2012-05-16 |  | N/A | Lamps
70 | Electronic Ballast | SON, CMH | Harvard Engineering | HPIDD70-240-B-CC Ballast (Dimmed 69% Circuit Watts) |  | 5000700007069 | 78 | 80 | 16 | 0.98 | 54 | 56 | 15 | 0.96 | P | 2012-08-15 |  |  | Lamps |  | Added 16/08/2012
70 | Electronic Ballast | SON, CMH | Harvard Engineering | HPIDD70-240-B-CC Ballast (Dimmed 85% Circuit Watts) |  | 5000700007085 | 78 | 80 | 16 | 0.98 | 66 | 68 | 16 | 0.97 | P | 2012-08-15 |  |  | Lamps |  | Added 16/08/2012
70 | Electronic Ballast | SON, CMH | Harvard Engineering | HPIDD70-240-B-CC Ballast (Full Power) |  | 5000700007100 | 78 | 80 | 16 | 0.98 |  |  |  |  | P | 2012-08-15 |  |  | Lamps |  | Added 16/08/2012
70 | Electronic Ballast | SON SON/T HPI (MBI) | Harvard Engineering | Harvard Engineering PLC Part Night Ballast HPIDD70-240-B-CC-PN (Dimmed 70% Circuit Watts) |  | 5000700008070 | 78 | 79 | 14 | 0.98 | 54 | 56 | 15 | 0.96 | P | 2008-10-15 |  |  | Lamps | 2012-08-16 | Unique Identifier incremented due to duplication
70 | Electronic Ballast | SON SON/T HPI (MBI) | Venture Lighting | V70SSB255-PN |  | 5000700009070 | 78 | 79 | 14 | 0.98 | 54 | 56 | 15 | 0.96 | P | 2011-02-22 |  | N/A | Lamps | 2012-08-16 | Unique Identifier incremented due to duplication
70 | Electronic Ballasts | SON, MBI, CDO | Venture Lighting | VYB070PN1 (71% Dimmed circuit watts) VYB070255 (product code for full power charge code previously given) |  | 5000700009071 | 75 | 76 | 12 | 0.99 | 54 | 55 | 11 | 0.98 | P | 2012-10-17 |  |  | Lamps
70 | Electronic Ballasts | SON, MBI, CDO | Venture Lighting | VYB070255 |  | 5000700010100 | 75 | 76 | 12 | 0.99 |  |  |  |  | P | 2012-08-15 |  |  | Lamps | 2012-08-31 | Unique Identifier incremented due to duplication - Ammended due to a second set of test data (higher) being submitted for the same lamps dimming code product code VYB070PN1)
70 | Electronic Ballasts | SON, MH | SELC Ireland | SELC Smart Star 70w Smart Ballast @ (40% Circuit Watts - 30 Lumen level) |  | 5000700011040 | 76 | 79 | 22 | 0.96 | 30 | 37 | 21 | 0.83 | P | 2013-01-16 |  |  | Lamps
70 | Electronic Ballasts | SON, MH | SELC Ireland | SELC Smart Star 70w Smart Ballast @ (42% Circuit Watts - 35 Lumen level) |  | 5000700011042 | 76 | 79 | 22 | 0.96 | 32 | 38 | 21 | 0.84 | P | 2013-01-16 |  |  | Lamps
70 | Electronic Ballasts | SON, MH | SELC Ireland | SELC Smart Star 70w Smart Ballast @ (49% Circuit Watts - 40 Lumen level) |  | 5000700011049 | 76 | 79 | 22 | 0.96 | 37 | 43 | 21 | 0.87 | P | 2013-01-16 |  |  | Lamps
70 | Electronic Ballasts | SON, MH | SELC Ireland | SELC Smart Star 70w Smart Ballast @ (50% Circuit Watts - 45 Lumen level) |  | 5000700011050 | 76 | 79 | 22 | 0.96 | 38 | 43 | 21 | 0.87 | P | 2013-01-16 |  |  | Lamps
70 | Electronic Ballasts | SON, MH | SELC Ireland | SELC Smart Star 70w Smart Ballast @ (56% Circuit Watts - 50 Lumen level) |  | 5000700011056 | 76 | 79 | 22 | 0.96 | 43 | 48 | 21 | 0.9 | P | 2013-01-16 |  |  | Lamps
70 | Electronic Ballasts | SON, MH | SELC Ireland | SELC Smart Star 70w Smart Ballast @ (59% Circuit Watts - 55 Lumen level) |  | 5000700011059 | 76 | 79 | 22 | 0.96 | 45 | 50 | 21 | 0.9 | P | 2013-01-16 |  |  | Lamps
70 | Electronic Ballasts | SON, MH | SELC Ireland | SELC Smart Star 70w Smart Ballast @ (63% Circuit Watts - 60 Lumen level) |  | 5000700011063 | 76 | 79 | 22 | 0.96 | 48 | 53 | 21 | 0.91 | P | 2013-01-16 |  |  | Lamps
70 | Electronic Ballasts | SON, MH | SELC Ireland | SELC Smart Star 70w Smart Ballast @ (67% Circuit Watts - 65 Lumen level) |  | 5000700011067 | 76 | 79 | 22 | 0.96 | 51 | 55 | 21 | 0.92 | P | 2013-01-16 |  |  | Lamps
70 | Electronic Ballasts | SON, MH | SELC Ireland | SELC Smart Star 70w Smart Ballast @ (72% Circuit Watts - 70 Lumen level) |  | 5000700011072 | 76 | 79 | 22 | 0.96 | 55 | 59 | 22 | 0.93 | P | 2013-01-16 |  |  | Lamps
70 | Electronic Ballasts | SON, MH | SELC Ireland | SELC Smart Star 70w Smart Ballast @ (77% Circuit Watts - 75 Lumen level) |  | 5000700011077 | 76 | 79 | 22 | 0.96 | 58 | 62 | 21 | 0.94 | P | 2013-01-16 |  |  | Lamps
70 | Electronic Ballasts | SON, MH | SELC Ireland | SELC Smart Star 70w Smart Ballast @ (80% Circuit Watts - 80 Lumen level) |  | 5000700011080 | 76 | 79 | 22 | 0.96 | 61 | 64 | 21 | 0.94 | P | 2013-01-16 |  |  | Lamps
70 | Electronic Ballasts | SON, MH | SELC Ireland | SELC Smart Star 70w Smart Ballast @ (84% Circuit Watts - 85 Lumen level) |  | 5000700011084 | 76 | 79 | 22 | 0.96 | 64 | 68 | 22 | 0.95 | P | 2013-01-16 |  |  | Lamps
70 | Electronic Ballasts | SON, MH | SELC Ireland | SELC Smart Star 70w Smart Ballast @ (88% Circuit Watts - 90 Lumen level) |  | 5000700011088 | 76 | 79 | 22 | 0.96 | 67 | 70 | 22 | 0.95 | P | 2013-01-16 |  |  | Lamps
70 | Electronic Ballasts | SON, MH | SELC Ireland | SELC Smart Star 70w Smart Ballast @ (95% Circuit Watts - 95 Lumen level) |  | 5000700011095 | 76 | 79 | 22 | 0.96 | 72 | 76 | 21 | 0.96 | P | 2013-01-16 |  |  | Lamps
70 | Electronic Ballasts | SON, MH | SELC Ireland | SELC Smart Star 70w Smart Ballast (Full power) |  | 5000700011100 | 76 | 79 | 22 | 0.96 |  |  |  |  | P | 2013-01-16 |  |  | Lamps
90 | Electronic Ballast | SON SON/T HPI (MBI) | Zodion | Zodion ZEBC 90 (50% Lux) (Dimmed 67% Circuit Watts) |  | 5000900000067 | 97 | 98 | 4 | 1 | 65 | 67 | 16.2481 | 0.98 | P | 2008-11-28 |  |  | Lamps | 2012-02-15 | Made Permanent
90 | Electronic Ballast | SON SON/T HPI (MBI) | Zodion | Zodion ZEBC 90 (75% Lux) (Dimmed 85% Circuit Watts) |  | 5000900000085 | 97 | 98 | 4 | 1 | 82 | 82 | 0 | 1 | P | 2008-11-28 |  |  | Lamps | 2012-02-15 | Made Permanent
90 | Electronic Ballast | SON SON/T HPI (MBI) CPO | Harvard Engineering | HPIDD90-240-C-CC-CS-LN HPIDD90-240-C-CC-CS-WM HPIDD90-240-B-CC-CS |  | 5000900000100 | 97 | 98 | 4 | 1 |  |  |  |  | P | 2008-10-15 |  |  | Lamps
90 | Electronic Ballast | SON SON/T HPI (MBI) | Zodion | Zodion ZEBC 90 |  | 5000900000100 | 97 | 98 | 4 | 1 |  |  |  |  | P | 2008-10-21 |  |  | Lamps
90 | Electronic Ballast | SON SON/T HPI (MBI) CPO | Venture Lighting | VP90SSB255 |  | 5000900000100 | 97 | 98 | 4 | 1 |  |  |  |  | P | 2011-02-22 |  | N/A | Lamps
90 | Electronic Ballast | SON SON/T HPI (MBI) CPO | Harvard Engineering | Harvard Engineering PLC Part Night Ballast HPIDD90-240-B-CC-CS-PN (Dimmed 67% Circuit Watts) |  | 5000900001067 | 97 | 97 | 4 | 1 | 65 | 65 | 8 | 0.99 | P | 2008-10-15 |  |  | Lamps
90 | Electronic Ballast | 90w CosmoPolis Extreme Electronic ballast | Philips Lighting | HID-PV Xtreme 90S CPO-TW |  | 5000900002100 | 96 | 97 | 16 | 0.99 |  |  |  |  | P | 2009-10-01 |  |  | Lamps
90 | Electronic Ballast | 90w CosmoPolis Extreme Electronic ballast | Philips Lighting | HID-PV Xtreme 90S CPO-TW |  | 5000903000100 | 96 | 97 | 16 | 0.99 |  |  |  |  | P | 2009-07-29 |  |  | Lamps
100 | Electronic Ballast |  | AZO Digital SP.Z.O.O | Smart Lamp 100 W (Dimmed 50% Circuit Watts) |  | 5000980000050 | 98 | 99 | 14 | 0.99 | 49 | 50 | 7 | 0.99 | P | 2010-08-05 |  | N/A | Lamps
100 | Electronic Ballast |  | AZO Digital SP.Z.O.O | Smart Lamp 100 W (Dimmed 60% Circuit Watts) |  | 5000980000060 | 98 | 99 | 14 | 0.99 | 59 | 60 | 8 | 0.99 | P | 2010-08-05 |  | N/A | Lamps
100 | Electronic Ballast |  | AZO Digital SP.Z.O.O | Smart Lamp 100 W (Dimmed 70% Circuit Watts) |  | 5000980000070 | 98 | 99 | 14 | 0.99 | 69 | 70 | 10 | 0.99 | P | 2010-08-05 |  | N/A | Lamps
100 | Electronic Ballast |  | AZO Digital SP.Z.O.O | Smart Lamp 100 W (Dimmed 81% Circuit Watts) |  | 5000980000081 | 98 | 99 | 14 | 0.99 | 79 | 80 | 11 | 0.99 | P | 2010-08-05 |  | N/A | Lamps
100 | Electronic Ballast |  | AZO Digital SP.Z.O.O | Smart Lamp 100 W (Dimmed 91% Circuit Watts) |  | 5000980000091 | 98 | 99 | 14 | 0.99 | 89 | 89 | 13 | 0.99 | P | 2010-08-05 |  | N/A | Lamps
100 | Electronic Ballast |  | AZO Digital SP.Z.O.O | Smart Lamp 100 W (Full circuit Watts) |  | 5000980000100 | 98 | 99 | 14 | 0.99 |  |  |  |  | P | 2010-08-05 |  | N/A | Lamps
100 | Electronic Ballast | SON SON/T HPI (MBI) | Tyco Electronics UK Ltd | LumaWise Dimmable 100 Watt Electronic Ballast (Dimmed 34% Circuit Watts) |  | 5001000000034 | 113 | 118 | 33 | 0.96 | 39 | 43 | 19 | 0.9 | T | 2008-09-11 | 2012-02-15 |  | Lamps
100 | Electronic Ballast | SON SON/T HPI (MBI) | Tyco Electronics UK Ltd | LumaWise Dimmable 100 Watt Electronic Ballast (Dimmed 46% Circuit Watts) |  | 5001000000046 | 113 | 118 | 33 | 0.96 | 52 | 57 | 23 | 0.92 | T | 2008-09-11 | 2012-02-15 |  | Lamps
100 | Electronic Ballast | SON SON/T HPI (MBI) | Tyco Electronics UK Ltd | LumaWise Dimmable 100 Watt Electronic Ballast (Dimmed 56% Circuit Watts) |  | 5001000000056 | 113 | 118 | 33 | 0.96 | 62 | 68 | 26 | 0.92 | T | 2008-09-11 | 2012-02-15 |  | Lamps
100 | Electronic Ballast | SON SON/T HPI (MBI) | Tyco Electronics UK Ltd | LumaWise Dimmable 100 Watt Electronic Ballast (Dimmed 65% Circuit Watts) |  | 5001000000065 | 113 | 118 | 33 | 0.96 | 73 | 78 | 28 | 0.93 | P | 2008-09-11 |  |  | Lamps | 2012-02-15 | Made Permanent
100 | Electronic Ballast | SON SON/T HPI (MBI) | Tyco Electronics UK Ltd | LumaWise Dimmable 100 Watt Electronic Ballast (Dimmed 74% Circuit Watts) |  | 5001000000074 | 113 | 118 | 33 | 0.96 | 83 | 89 | 31 | 0.94 | T | 2008-09-11 | 2012-02-15 |  | Lamps
100 | Electronic Ballast | SON SON/T HPI (MBI) | Tyco Electronics UK Ltd | LumaWise Dimmable 100 Watt Electronic Ballast (Dimmed 83% Circuit Watts) |  | 5001000000083 | 113 | 118 | 33 | 0.96 | 94 | 99 | 31 | 0.95 | T | 2008-09-11 | 2012-02-15 |  | Lamps
100 | Electronic Ballast | SON SON/T HPI (MBI) | Tyco Electronics UK Ltd | LumaWise Dimmable 100 Watt Electronic Ballast (Dimmed 92% Circuit Watts) |  | 5001000000092 | 113 | 118 | 33 | 0.96 | 104 | 109 | 32 | 0.96 | T | 2008-09-11 | 2012-02-15 |  | Lamps
100 | Electronic Ballast | SON SON/T HPI (MBI) | Tyco Electronics UK Ltd | LumaWise Dimmable 100 Watt Electronic Ballast |  | 5001000000100 | 113 | 118 | 33 | 0.96 |  |  |  |  | P | 2008-09-11 |  |  | Lamps | 2012-02-15 | Made Permanent
100 | Electronic Ballast | SON SON/T HPI (MBI) | Zodion | Zodion ZEBC 100 (50% Lux) (Dimmed 66% Circuit Watts) |  | 5001000001066 | 107 | 108 | 8 | 1 | 71 | 72 | 11.9583 | 0.99 | P | 2008-11-28 |  |  | Lamps | 2012-02-15 | Made Permanent
100 | Electronic Ballast | SON SON/T HPI (MBI) | Zodion | Zodion ZEBC 100 (75% Lux) (Dimmed 82% Circuit Watts) |  | 5001000001082 | 107 | 108 | 8 | 1 | 88 | 89 | 13.3041 | 0.99 | P | 2008-11-28 |  |  | Lamps | 2012-02-15 | Made Permanent
100 | Electronic Ballast | SON SON/T HPI (MBI) | Harvard Engineering | HPIDD100-240-C-CC-LN HPIDD100-240-C-CC-WM HPIDD100-240-B-CC |  | 5001000001100 | 107 | 108 | 8 | 1 |  |  |  |  | P | 2008-10-15 |  |  | Lamps
100 | Electronic Ballast | SON SON/T HPI (MBI) | Zodion | Zodion ZEBC 100 |  | 5001000001100 | 107 | 108 | 8 | 1 |  |  |  |  | P | 2008-10-21 |  |  | Lamps
100 | Electronic Ballast | SON SON/T HPI (MBI) | Venture Lighting | V100SSB255-WiMAC |  | 5001000001100 | 107 | 108 | 8 | 1 |  |  |  |  | P | 2011-02-22 |  | N/A | Lamps
100 | Electronic Ballast |  | Tyco Electronics UK Ltd | LumaWiseCMH & HPS 100W Dimmable Electronic Ballast (Dimmed at 35% Circuit Watts) |  | 5001000002035 | 111 | 116 | 33 | 0.96 | 39 | 44 | 20 | 0.96 | P | 2009-12-01 |  |  | Lamps
100 | Electronic Ballast |  | Tyco Electronics UK Ltd | LumaWiseCMH & HPS 100W Dimmable Electronic Ballast (Dimmed at 42% Circuit Watts) |  | 5001000002042 | 111 | 116 | 33 | 0.96 | 47 | 52 | 22 | 0.96 | P | 2009-12-01 |  |  | Lamps
100 | Electronic Ballast |  | Tyco Electronics UK Ltd | LumaWise CMH & HPS 100W Dimmable Electronic Ballast (Dimmed at 63% Circuit Watts) |  | 5001000002063 | 111 | 116 | 33 | 0.96 | 70 | 76 | 28 | 0.96 | P | 2009-12-01 |  |  | Lamps
100 | Electronic Ballast | SON SON/T HPI (MBI) | Harvard Engineering | Harvard Engineering PLC Part Night Ballast HPIDD100-240-B-CC-PN (Dimmed 65% Circuit Watts) |  | 5001000002065 | 107 | 108 | 13 | 0.99 | 70 | 71 | 11 | 0.99 | Superseded by 50 0100 0004 065 | 2008-10-15 | 2010-11-02 |  | Lamps | 2009-02-20 | Equipment description was altered
100 | Electronic Ballast | SON SON/T HPI (MBI) | Harvard Engineering | Harvard Engineering PLC Part Night Ballast HPIDD100-240-B-CC-PN (Dimmed 65% Circuit Watts) |  | 5001000002065 | 107 | 108 | 13 | 0.99 | 70 | 71 | 11 | 0.99 | P | 2010-11-02 |  | N/A | Lamps | 2009-02-20 | Equipment description was altered
100 | Electronic Ballast | SON SON/T HPI (MBI) | Venture Lighting | V100SSB255-PN |  | 5001000002065 | 107 | 108 | 13 | 0.99 | 70 | 71 | 11 | 0.99 | P | 2011-02-22 |  | N/A | Lamps
100 | Electronic Ballast |  | Tyco Electronics UK Ltd | LumaWise CMH & HPS 100W Dimmable Electronic Ballast |  | 5001000002100 | 111 | 116 | 33 | 0.96 |  |  |  |  | P | 2009-12-01 |  |  | Lamps
100 | Electronic Ballast |  | CELTronic (Charles Endirect Ltd) | Eltam EHID MidNight 100W IP20 801.105.50/802.105.50 IP65 871.105.50/872.105.50 (Dimmed at 55% Circuit Watts) |  | 5001000003055 | 101 | 102 | 13 | 0.99 | 56 | 57 | 12 | 0.98 | P | 2011-05-18 |  | N/A | Lamps
100 | Electronic Ballast |  | CELTronic (Charles Endirect Ltd) | Eltam EHID MidNight 100W IP20 801.105.55/802.105.55 IP65 871.105.55/872.105.55 (Dimmed at 59% Circuit Watts) |  | 5001000003059 | 101 | 102 | 13 | 0.99 | 60 | 61 | 12 | 0.98 | P | 2011-05-18 |  | N/A | Lamps
100 | Electronic Ballast |  | CELTronic (Charles Endirect Ltd) | Eltam EHID MidNight 100W IP20 801.105.60/802.105.60 IP65 871.105.60/872.105.60 (Dimmed at 63% Circuit Watts) |  | 5001000003063 | 101 | 102 | 13 | 0.99 | 64 | 66 | 12 | 0.98 | P | 2011-05-18 |  | N/A | Lamps
100 | Electronic Ballast |  | CELTronic (Charles Endirect Ltd) | Eltam EHID MidNight 100W IP20 801.105.65/802.105.65 IP65 871.105.65/872.105.65 (Dimmed at 68% Circuit Watts) |  | 5001000003068 | 101 | 102 | 13 | 0.99 | 69 | 70 | 12 | 0.99 | P | 2011-05-18 |  | N/A | Lamps
100 | Electronic Ballast |  | CELTronic (Charles Endirect Ltd) | Eltam EHID MidNight 100W IP20 801.105.70/802.105.70 IP65 871.105.70/872.105.70 (Dimmed at 72% Circuit Watts) |  | 5001000003072 | 101 | 102 | 13 | 0.99 | 73 | 74 | 13 | 0.99 | P | 2011-05-18 |  | N/A | Lamps
100 | Electronic Ballast |  | CELTronic (Charles Endirect Ltd) | Eltam EHID MidNight 100W IP20 801.105.75/802.105.75 IP65 871.105.75/872.105.75 (Dimmed at 77% Circuit Watts) |  | 5001000003077 | 101 | 102 | 13 | 0.99 | 78 | 79 | 13 | 0.99 | P | 2011-05-18 |  | N/A | Lamps
100 | Electronic Ballast |  | CELTronic (Charles Endirect Ltd) | Eltam EHID MidNight 100W IP20 801.105.80/802.105.80 IP65 871.105.80/872.105.80 (Dimmed at 82% Circuit Watts) |  | 5001000003082 | 101 | 102 | 13 | 0.99 | 83 | 84 | 13 | 0.99 | P | 2011-05-18 |  | N/A | Lamps
100 | Electronic Ballast |  | CELTronic (Charles Endirect Ltd) | Eltam EHID MidNight 100W IP20 801.105.85/802.105.85 IP65 871.105.85/872.105.085 (Dimmed at 86% Circuit Watts) |  | 5001000003086 | 101 | 102 | 13 | 0.99 | 87 | 88 | 13 | 0.99 | P | 2011-05-18 |  | N/A | Lamps
100 | Electronic Ballast |  | CELTronic (Charles Endirect Ltd) | Eltam EHID MidNight 100W IP20 801.105.90/802.105.90 IP65 871.105.90/872.105.90 (Dimmed at 90% Circuit Watts) |  | 5001000003090 | 101 | 102 | 13 | 0.99 | 91 | 92 | 13 | 0.99 | P | 2011-05-18 |  | N/A | Lamps
100 | Electronic Ballast |  | CELTronic (Charles Endirect Ltd) | Eltam EHID MidNight 100W IP20 801.105.095/802.105.095 IP65 871.105.095/872.105.095 (Dimmed at 95% Circuit Watts) |  | 5001000003095 | 101 | 102 | 13 | 0.99 | 96 | 97 | 14 | 0.99 | P | 2011-05-18 |  | N/A | Lamps
100 | Electronic Ballast |  | CELTronic (Charles Endirect Ltd) | Eltam EHID MidNight 100W IP20 801.105.00/802.105.00 IP65 871.105.00/872.105.00 (Full Circuit Watts) |  | 5001000003100 | 101 | 102 | 13 | 0.99 |  |  |  |  | P | 2011-05-18 |  | N/A | Lamps
100 | Electronic Ballast | SELC 6000 100W Smart Ballast @ 60% | SELC Ireland | SELC 6000 100W Smart Ballast @ 60% |  | 5001000004060 | 107 | 108 | 17 | 0.99 | 67 | 69 | 15 | 0.98 | P | 2011-06-06 |  |  | Lamps | 2012-08-01 | 100% data addeed 01/08/12.Date issued added 01/08/2012
100 | Electronic Ballast | SON/CDO-TT | SELC Ireland | SELC 6000 100W Smart Ballast (65% Dimmed Circuit Watts) |  | 5001000004065 | 107 | 108 | 17 | 0.99 | 70 | 72 | 15 | 0.98 | P | 2012-04-18 |  |  | Lamps
100 | Electronic Ballast | SELC 6000 100W Smart Ballast @ 70% | SELC Ireland | SELC 6000 100W Smart Ballast @ 70% |  | 5001000004070 | 107 | 108 | 17 | 0.99 | 78 | 79 | 16 | 0.98 | P | 2011-06-06 |  |  | Lamps | 2012-08-01 | 100% data addeed 01/08/12.Date issued added 01/08/2012
100 | Electronic Ballast | SON/CDO-TT | SELC Ireland | SELC 6000 100W Smart Ballast (76% Dimmed Circuit Watts |  | 5001000004076 | 107 | 108 | 17 | 0.99 | 81 | 82 | 15 | 0.98 | P | 2012-04-18 |  |  | Lamps
100 | Electronic Ballast | SELC 6000 100W Smart Ballast @ 80% | SELC Ireland | SELC 6000 100W Smart Ballast @ 80% |  | 5001000004080 | 107 | 108 | 17 | 0.99 | 86 | 87 | 15 | 0.98 | P | 2011-06-06 |  |  | Lamps | 2012-08-01 | 100% data addeed 01/08/12.Date issued added 01/08/2012
100 | Electronic Ballast | SON/CDO-TT | SELC Ireland | SELC 6000 100W Smart Ballast (83% Dimmed Circuit Watts) |  | 5001000004083 | 107 | 108 | 17 | 0.99 | 89 | 90 | 15 | 0.99 | P | 2012-04-18 |  |  | Lamps
100 | Electronic Ballast | SELC 6000 100W Smart Ballast @ 90% | SELC Ireland | SELC 6000 100W Smart Ballast @ 90% |  | 5001000004090 | 107 | 108 | 17 | 0.99 | 95 | 97 | 16 | 0.99 | P | 2011-06-06 |  |  | Lamps | 2012-08-01 | 100% data addeed 01/08/12.Date issued added 01/08/2012
100 | Electronic Ballast | SON/CDO-TT | SELC Ireland | SELC 6000 100W Smart Ballast (94% Dimmed Circuit Watts) |  | 5001000004094 | 107 | 108 | 17 | 0.99 | 101 | 102 | 15 | 0.99 | P | 2012-04-18 |  |  | Lamps
100 | Electronic Ballast | SELC 6000 100W Smart Ballast @ 100% | SELC Ireland | SELC 6000 100W Smart Ballast @ 100% |  | 5001000004100 | 107 | 108 | 17 | 0.99 |  |  |  |  | P | 2011-06-06 |  |  | Lamps | 2012-08-01 | Date issued added 01/08/2012
100 | Electronic Ballasts |  | Osram | HCI-TT 100W/WDL / OSRAM NAV-T 100W SUPER 4Y (67% Dimmed Circuit Watts) |  | 5001000005067 | 103 | 105 | 21 | 0.98 | 69 | 72 | 20 | 0.96 | P | 2012-05-16 |  | N/A | Lamps
100 | Electronic Ballasts |  | Osram | HCI-TT 100W/WDL / OSRAM NAV-T 100W SUPER 4Y (71% Dimmed Circuit Watts) |  | 5001000005071 | 103 | 105 | 21 | 0.98 | 73 | 76 | 20 | 0.96 | P | 2012-05-16 |  | N/A | Lamps
100 | Electronic Ballasts |  | Osram | HCI-TT 100W/WDL / OSRAM NAV-T 100W SUPER 4Y (75% Dimmed Circuit Watts) |  | 5001000005075 | 103 | 105 | 21 | 0.98 | 77 | 80 | 21 | 0.97 | P | 2012-05-16 |  | N/A | Lamps
100 | Electronic Ballasts |  | Osram | HCI-TT 100W/WDL / OSRAM NAV-T 100W SUPER 4Y (80% Dimmed Circuit Watts) |  | 5001000005080 | 103 | 105 | 21 | 0.98 | 83 | 85 | 21 | 0.97 | P | 2012-05-16 |  | N/A | Lamps
100 | Electronic Ballasts |  | Osram | HCI-TT 100W/WDL / OSRAM NAV-T 100W SUPER 4Y (90% Dimmed Circuit Watts) |  | 5001000005090 | 103 | 105 | 21 | 0.98 | 93 | 95 | 21 | 0.97 | P | 2012-05-16 |  | N/A | Lamps
100 | Electronic Ballasts |  | Osram | HCI-TT 100W/WDL / OSRAM NAV-T 100W SUPER 4Y (100% Circuit Watts) |  | 5001000005100 | 103 | 105 | 21 | 0.98 |  |  |  |  | P | 2012-05-16 |  | N/A | Lamps
100 | Electronic Ballasts | Sont-T CMH | Harvard Engineering | 100W smartnight 2 lamps- HPIDD100-240-B-CC-SN10-75-WM (67% dimmed circuit watts) |  | 5001000006067 | 107 | 108 | 16 | 0.99 | 72 | 74 | 16 | 0.98 | P | 2012-05-16 |  | N/A | Lamps
100 | Electronic Ballasts | Sont-T CMH | Harvard Engineering | 100W smartnight 2 lamps- HPIDD100-240-B-CC-SN10-75-WM (83% dimmed circuit watts) |  | 5001000006083 | 107 | 108 | 16 | 0.99 | 89 | 91 | 16 | 0.99 | P | 2012-05-16 |  | N/A | Lamps
100 | Electronic Ballasts | Sont-T CMH | Harvard Engineering | 100W smartnight 2 lamps- HPIDD100-240-B-CC-SN10-75-WM (100% full circuit watts) |  | 5001000006100 | 107 | 108 | 16 | 0.99 |  |  |  |  | P | 2012-05-16 |  | N/A | Lamps
100 | Electronic Ballasts | SON, MBI, CDO | Venture Lighting | VYB100PN1 (71% Dimmed circuit watts) VYB100255 (product code for full power charge code previously given) |  | 5001000007071 | 109 | 113 | 29 | 0.97 | 77 | 83 | 31 | 0.93 | P | 2012-10-17 |  |  | Lamps
100 | Electronic Ballasts | SON, MBI, CDO | Venture Lighting | VYB100255 |  | 5001000007100 | 109 | 113 | 29 | 0.97 |  |  |  |  | P | 2012-08-15 |  |  | Lamps | 2012-08-31 | Added 16/08/2012 - Ammended due to a second set of test data (higher) being submitted for the same lamps dimming code product code VYB100PN1)
100 | Electronic Ballast | SON/CDO-TT | SELC Ireland | SELC 6000 100W Smart Ballast (81% of 80% Reduced Operation) |  | 5001000008081 | 86 | 87 | 15 | 0.98 | 70 | 72 | 15 | 0.98 | P | 2012-12-19 |  |  | Lamps
100 | Electronic Ballast | SON/CDO-TT | SELC Ireland | SELC 6000 100W Smart Ballast (80% Reduced Operation) |  | 5001000008100 | 86 | 87 | 15 | 0.98 |  |  |  |  | P | 2012-12-19 |  |  | Lamps
100 | Electronic Ballasts | SON, MH | SELC Ireland | SELC Smart Star 100W Smart Ballast @ (39% Circuit Watts - 30 Lumen level) |  | 5001000009039 | 108 | 110 | 22 | 0.98 | 42 | 47 | 21 | 0.89 | P | 2013-01-16 |  |  | Lamps
100 | Electronic Ballasts | SON, MH | SELC Ireland | SELC Smart Star 100W Smart Ballast @ (42% Circuit Watts - 35 Lumen level) |  | 5001000009042 | 108 | 110 | 22 | 0.98 | 45 | 50 | 21 | 0.9 | P | 2013-01-16 |  |  | Lamps
100 | Electronic Ballasts | SON, MH | SELC Ireland | SELC Smart Star 100W Smart Ballast @ (45% Circuit Watts - 40 Lumen level) |  | 5001000009045 | 108 | 110 | 22 | 0.98 | 49 | 53 | 22 | 0.91 | P | 2013-01-16 |  |  | Lamps
100 | Electronic Ballasts | SON, MH | SELC Ireland | SELC Smart Star 100W Smart Ballast @ (49% Circuit Watts - 45 Lumen level) |  | 5001000009049 | 108 | 110 | 22 | 0.98 | 53 | 58 | 22 | 0.93 | P | 2013-01-16 |  |  | Lamps
100 | Electronic Ballasts | SON, MH | SELC Ireland | SELC Smart Star 100W Smart Ballast @ (55% Circuit Watts - 50 Lumen level) |  | 5001000009055 | 108 | 110 | 22 | 0.98 | 59 | 63 | 22 | 0.94 | P | 2013-01-16 |  |  | Lamps
100 | Electronic Ballasts | SON, MH | SELC Ireland | SELC Smart Star 100W Smart Ballast @ (58% Circuit Watts - 55 Lumen level) |  | 5001000009058 | 108 | 110 | 22 | 0.98 | 63 | 67 | 22 | 0.95 | P | 2013-01-16 |  |  | Lamps
100 | Electronic Ballasts | SON, MH | SELC Ireland | SELC Smart Star 100W Smart Ballast @ (62% Circuit Watts - 60 Lumen level) |  | 5001000009062 | 108 | 110 | 22 | 0.98 | 67 | 71 | 22 | 0.95 | P | 2013-01-16 |  |  | Lamps
100 | Electronic Ballasts | SON, MH | SELC Ireland | SELC Smart Star 100W Smart Ballast @ (67% Circuit Watts - 65 Lumen level) |  | 5001000009067 | 108 | 110 | 22 | 0.98 | 72 | 75 | 22 | 0.96 | P | 2013-01-16 |  |  | Lamps
100 | Electronic Ballasts | SON, MH | SELC Ireland | SELC Smart Star 100W Smart Ballast @ (72% Circuit Watts - 70 Lumen level) |  | 5001000009072 | 108 | 110 | 22 | 0.98 | 78 | 81 | 22 | 0.96 | P | 2013-01-16 |  |  | Lamps
100 | Electronic Ballasts | SON, MH | SELC Ireland | SELC Smart Star 100W Smart Ballast @ (75% Circuit Watts - 75 Lumen level) |  | 5001000009075 | 108 | 110 | 22 | 0.98 | 81 | 84 | 22 | 0.97 | P | 2013-01-16 |  |  | Lamps
100 | Electronic Ballasts | SON, MH | SELC Ireland | SELC Smart Star 100W Smart Ballast @ (81% Circuit Watts - 80 Lumen level) |  | 5001000009081 | 108 | 110 | 22 | 0.98 | 87 | 89 | 22 | 0.97 | P | 2013-01-16 |  |  | Lamps
100 | Electronic Ballasts | SON, MH | SELC Ireland | SELC Smart Star 100W Smart Ballast @ (83% Circuit Watts - 85 Lumen level) |  | 5001000009083 | 108 | 110 | 22 | 0.98 | 90 | 92 | 21 | 0.97 | P | 2013-01-16 |  |  | Lamps
100 | Electronic Ballasts | SON, MH | SELC Ireland | SELC Smart Star 100W Smart Ballast @ (88% Circuit Watts - 90 Lumen level) |  | 5001000009088 | 108 | 110 | 22 | 0.98 | 95 | 97 | 22 | 0.97 | P | 2013-01-16 |  |  | Lamps
100 | Electronic Ballasts | SON, MH | SELC Ireland | SELC Smart Star 100W Smart Ballast @ (95% Circuit Watts - 95 Lumen level) |  | 5001000009095 | 108 | 110 | 22 | 0.98 | 103 | 105 | 22 | 0.98 | P | 2013-01-16 |  |  | Lamps
100 | Electronic Ballasts | SON, MH | SELC Ireland | SELC Smart Star 100W Smart Ballast (Full power) |  | 5001000009100 | 108 | 110 | 22 | 0.98 |  |  |  |  | P | 2013-01-16 |  |  | Lamps
140 | Electronic Ballast | CPO TW | Tyco Electronics UK Ltd | LumaWise 140W - (Dimmed 43% Circuit Watts) |  | 5001400000043 | 158 | 162 | 36 | 0.97 | 68 | 73 | 27 | 0.93 | T | 2008-09-11 | 2012-02-15 |  | Lamps
140 | Electronic Ballast | CPO TW | Tyco Electronics UK Ltd | LumaWise 140W - (Dimmed 52% Circuit Watts) |  | 5001400000052 | 158 | 162 | 36 | 0.97 | 82 | 88 | 32 | 0.94 | T | 2008-09-11 | 2012-02-15 |  | Lamps
140 | Electronic Ballast | CPO TW | Tyco Electronics UK Ltd | LumaWise 140W - (Dimmed 63% Circuit Watts) |  | 5001400000063 | 158 | 162 | 36 | 0.97 | 99 | 103 | 28 | 0.95 | T | 2008-09-11 | 2012-02-15 |  | Lamps
140 | Electronic Ballast | CPO TW | Tyco Electronics UK Ltd | LumaWise 140W - (Dimmed 72% Circuit Watts) |  | 5001400000072 | 158 | 162 | 36 | 0.97 | 114 | 119 | 34 | 0.96 | T | 2008-09-11 | 2012-02-15 |  | Lamps
140 | Electronic Ballast | CPO TW | Tyco Electronics UK Ltd | LumaWise 140W - (Dimmed 82% Circuit Watts) |  | 5001400000082 | 158 | 162 | 36 | 0.97 | 129 | 134 | 36 | 0.97 | T | 2008-09-11 | 2012-02-15 |  | Lamps
140 | Electronic Ballast | CPO TW | Tyco Electronics UK Ltd | LumaWise 140W - (Dimmed 92% Circuit Watts) |  | 5001400000092 | 158 | 162 | 36 | 0.97 | 145 | 150 | 38 | 0.97 | T | 2008-09-11 | 2012-02-15 |  | Lamps
140 | Electronic Ballast | CPO TW | Tyco Electronics UK Ltd | LumaWise 140W |  | 5001400000100 | 158 | 162 | 36 | 0.97 |  |  |  |  | P | 2008-09-11 |  |  | Lamps | 2012-02-15 | Made Permanent
140 | Electronic Ballast | SON SON/T HPI (MBI) | Zodion | Zodion ZEBC 140 (50% Lux) (Dimmed 64% Circuit Watts) |  | 5001400001064 | 152 | 154 | 21 | 0.99 | 98 | 99 | 14.0357 | 0.99 | P | 2008-11-28 |  |  | Lamps | 2012-02-15 | Made Permanent
140 | Electronic Ballast | SON SON/T HPI (MBI) | Zodion | Zodion ZEBC 140 (75% Lux) (Dimmed 83% Circuit Watts) |  | 5001400001083 | 152 | 154 | 21 | 0.99 | 126 | 127 | 15.906 | 0.99 | P | 2008-11-28 |  |  | Lamps | 2012-02-15 | Made Permanent
140 | Electronic Ballast | SON SON/T HPI (MBI) CPO | Harvard Engineering | HPIDD140-240-C-CC-CS-LN HPIDD140-240-C-CC-CS-WM HPIDD140-240-C-CC-CS HPIDD140-B-CC-CS-SN |  | 5001400001100 | 152 | 154 | 21 | 0.99 |  |  |  |  | P | 2008-10-15 |  |  | Lamps
140 | Electronic Ballast | SON SON/T HPI (MBI) | Zodion | Zodion ZEBC 140 |  | 5001400001100 | 152 | 154 | 21 | 0.99 |  |  |  |  | P | 2008-10-21 |  |  | Lamps
140 | Electronic Ballast | SON SON/T HPI (MBI) CPO | Venture Lighting | VP140SSB255 |  | 5001400001100 | 152 | 154 | 21 | 0.99 |  |  |  |  | P | 2011-02-22 |  | N/A | Lamps
140 | Electronic Ballast | SON SON/T HPI (MBI) CPO | Harvard Engineering | Harvard Engineering PLC Part Night Ballast HPIDD140-240-C-CC-CS-PN HPIDD140-B-CC-CS-SN (Dimmed 64% Circuit Watts) |  | 5001400002064 | 152 | 153 | 21 | 0.99 | 97 | 98 | 13 | 0.99 | P | 2008-10-15 |  |  | Lamps
140 | Electronic Ballast | 140w CosmoPolis Extreme Electronic ballast | Philips Lighting | HID-PV Xtreme 140S CPO-TW |  | 5001400003100 | 149 | 150 | 16 | 0.99 |  |  |  |  | P | 2009-10-01 |  |  | Lamps
140 | Electronic Ballast | 140w CosmoPolis Extreme Electronic ballast | Philips Lighting | HID-PV Xtreme 140S CPO-TW |  | 5001403000100 | 149 | 150 | 16 | 0.99 |  |  |  |  | P | 2009-07-29 |  |  | Lamps
150 | Electronic Ballast | SON SON/T HPI (MBI) | Tyco Electronics UK Ltd | LumaWise Dimmable 150 Watt Electronic Ballast (Dimmed 33% Circuit Watts) |  | 5001500000033 | 169 | 173 | 37 | 0.98 | 56 | 60 | 24 | 0.92 | T | 2008-09-11 | 2012-02-15 |  | Lamps
150 | Electronic Ballast | SON SON/T HPI (MBI) | Tyco Electronics UK Ltd | LumaWise Dimmable 150 Watt Electronic Ballast (Dimmed 45% Circuit Watts) |  | 5001500000045 | 169 | 173 | 37 | 0.98 | 76 | 82 | 29 | 0.94 | T | 2008-09-11 | 2012-02-15 |  | Lamps
150 | Electronic Ballast |  | AZO Digital SP.Z.O.O | Smart Lamp 150 W (Dimmed 50% Circuit Watts) |  | 5001500000050 | 151 | 152 | 17 | 0.99 | 75 | 76 | 9 | 0.99 | Superseded by 50 0150 0007 050 | 2010-08-05 | 2010-11-02 | N/A | Lamps
150 | Electronic Ballast | SON SON/T HPI (MBI) | Tyco Electronics UK Ltd | LumaWise Dimmable 150 Watt Electronic Ballast (Dimmed 55% Circuit Watts) |  | 5001500000055 | 169 | 173 | 37 | 0.98 | 92 | 97 | 31 | 0.95 | T | 2008-09-11 | 2012-02-15 |  | Lamps
150 | Electronic Ballast |  | AZO Digital SP.Z.O.O | Smart Lamp 150 W (Dimmed 60% Circuit Watts) |  | 5001500000060 | 151 | 152 | 17 | 0.99 | 90 | 91 | 10 | 0.99 | Superseded by 50 0150 0007 060 | 2010-08-05 | 2010-11-02 | N/A | Lamps
150 | Electronic Ballast | SON SON/T HPI (MBI) | Tyco Electronics UK Ltd | LumaWise Dimmable 150 Watt Electronic Ballast (Dimmed 64% Circuit Watts) |  | 5001500000064 | 169 | 173 | 37 | 0.98 | 108 | 113 | 30 | 0.96 | T | 2008-09-11 | 2012-02-15 |  | Lamps
150 | Electronic Ballast |  | AZO Digital SP.Z.O.O | Smart Lamp 150 W (Dimmed 70% Circuit Watts) |  | 5001500000070 | 151 | 152 | 17 | 0.99 | 105 | 106 | 12 | 0.99 | Superseded by 50 0150 0007 070 | 2010-08-05 | 2010-11-02 | N/A | Lamps
150 | Electronic Ballast | SON SON/T HPI (MBI) | Tyco Electronics UK Ltd | LumaWise Dimmable 150 Watt Electronic Ballast (Dimmed 74% Circuit Watts) |  | 5001500000074 | 169 | 173 | 37 | 0.98 | 125 | 129 | 33 | 0.97 | T | 2008-09-11 | 2012-02-15 |  | Lamps
150 | Electronic Ballast |  | AZO Digital SP.Z.O.O | Smart Lamp 150 W (Dimmed 80% Circuit Watts) |  | 5001500000080 | 151 | 152 | 17 | 0.99 | 120 | 121 | 14 | 0.99 | Superseded by 50 0150 0007 080 | 2010-08-05 | 2010-11-02 | N/A | Lamps
150 | Electronic Ballast | SON SON/T HPI (MBI) | Tyco Electronics UK Ltd | LumaWise Dimmable 150 Watt Electronic Ballast (Dimmed 83% Circuit Watts) |  | 5001500000083 | 169 | 173 | 37 | 0.98 | 140 | 145 | 36 | 0.97 | T | 2008-09-11 | 2012-02-15 |  | Lamps
150 | Electronic Ballast |  | AZO Digital SP.Z.O.O | Smart Lamp 150 W (Dimmed 90% Circuit Watts) |  | 5001500000090 | 151 | 152 | 17 | 0.99 | 136 | 136 | 16 | 0.99 | Superseded by 50 0150 0007 090 | 2010-08-05 | 2010-11-02 | N/A | Lamps
150 | Electronic Ballast | SON SON/T HPI (MBI) | Tyco Electronics UK Ltd | LumaWise Dimmable 150 Watt Electronic Ballast (Dimmed 93% Circuit Watts) |  | 5001500000093 | 169 | 173 | 37 | 0.98 | 156 | 161 | 37 | 0.97 | T | 2008-09-11 | 2012-02-15 |  | Lamps
150 | Electronic Ballast | SON SON/T HPI (MBI) | Tyco Electronics UK Ltd | LumaWise Dimmable 150 Watt Electronic Ballast |  | 5001500000100 | 169 | 173 | 37 | 0.98 |  |  |  |  | P | 2008-09-11 |  |  | Lamps | 2012-02-15 | Made Permanent
150 | Electronic Ballast | SON SON/T HPI (MBI) | Zodion | Zodion ZEBC 150 (50% Lux) (Dimmed 66% Circuit Watts) |  | 5001500001066 | 159 | 160 | 15 | 1 | 105 | 106 | 14.5258 | 0.99 | P | 2008-11-28 |  |  | Lamps | 2012-02-15 | Made Permanent
150 | Electronic Ballast | SON SON/T HPI (MBI) | Zodion | Zodion ZEBC 150 (75% Lux) (Dimmed 82% Circuit Watts) |  | 5001500001082 | 159 | 160 | 15 | 1 | 131 | 132 | 16.2173 | 0.99 | P | 2008-11-28 |  |  | Lamps | 2012-02-15 | Made Permanent
150 | Electronic Ballast | SON SON/T HPI (MBI) | Harvard Engineering | HPIDD150-240-B-CC-LN HPIDD150-240-B-CC-WM HPIDD150-240-B-CC |  | 5001500001100 | 159 | 160 | 15 | 1 |  |  |  |  | P | 2008-10-15 |  |  | Lamps
150 | Electronic Ballast | SON SON/T HPI (MBI) | Zodion | Zodion ZEBC 150 |  | 5001500001100 | 159 | 160 | 15 | 1 |  |  |  |  | P | 2008-10-21 |  |  | Lamps
150 | Electronic Ballast |  | AZO Digital SP.Z.O.O | Smart Lamp 150 W (Full circuit Watts) |  | 5001500001100 | 151 | 152 | 17 | 0.99 |  |  |  |  | Superseded by 50 0150 0007 100 | 2010-08-05 | 2010-11-02 | N/A | Lamps
150 | Electronic Ballast | SON SON/T HPI (MBI) | Venture Lighting | V150SSB255-WiMAC |  | 5001500001100 | 159 | 160 | 15 | 1 |  |  |  |  | P | 2011-02-22 |  | N/A | Lamps
150 | Electronic Ballast | SON SON/T HPI (MBI) | Harvard Engineering | Harvard Engineering PLC Part Night Ballast HPIDD150-240-B-CC-PN (Dimmed 66% Circuit Watts) |  | 5001500002066 | 158 | 159 | 16 | 0.99 | 105 | 105 | 9 | 1 | P | 2008-10-15 |  |  | Lamps
150 | Electronic Ballast | SON SON/T HPI (MBI) | Venture Lighting | V150SSB255-PN |  | 5001500002066 | 158 | 159 | 16 | 0.99 | 105 | 105 | 9 | 1 | P | 2011-02-22 |  | N/A | Lamps
150 | Electronic Ballast | SON SON/T HPI (MBI) | SELC Ireland | SELC 4000/150W HID Electronic Smart Ballast (47% Dimming Level) |  | 5001500003047 | 167 | 168 | 18 | 0.99 | 79 | 80 | 16 | 0.98 | P | 2011-08-30 |  | N/A | Lamps | 2012-08-01 | Unique Identifier incremented due to duplication
150 | Electronic Ballast | SON SON/T HPI (MBI) | SELC Ireland | SELC 4000/150W HID Electronic Smart Ballast (Dimmed 70% Circuit Watts) |  | 5001500003070 | 167 | 168 | 18 | 0.99 | 117 |  |  |  | P | 2009-01-16 |  |  | Lamps | 2012-02-15 | Made Permanent
150 | Electronic Ballast | SON SON/T HPI (MBI) | SELC Ireland | SELC 4000/150W HID Electronic Smart Ballast |  | 5001500003100 | 167 | 168 | 18 | 0.99 |  |  |  |  | P | 2008-10-17 |  |  | Lamps
150 | Electronic Ballast |  | Tyco Electronics UK Ltd | LumaWise CMH &HPS 150W Dimmable Electronic Ballast (Dimmed at 35% Circuit Watts) |  | 5001500004035 | 167 | 171 | 37 | 0.98 | 58 | 63 | 25 | 0.98 | P | 2009-12-01 |  |  | Lamps
150 | Electronic Ballast |  | Tyco Electronics UK Ltd | LumaWise CMH &HPS 150W Dimmable Electronic Ballast (Dimmed at 41% Circuit Watts) |  | 5001500004041 | 167 | 171 | 37 | 0.98 | 68 | 74 | 28 | 0.98 | P | 2009-12-01 |  |  | Lamps
150 | Electronic Ballast |  | Tyco Electronics UK Ltd | LumaWise CMH & HPS 150W Dimmable Electronic Ballast (Dimmed at 62% Circuit Watts) |  | 5001500004062 | 167 | 171 | 37 | 0.98 | 104 | 109 | 32 | 0.98 | P | 2009-12-01 |  |  | Lamps
150 | Electronic Ballast | (SE Unit 19)-SELC GE LUCALOX LU150/100/HO/T/40 | SELC Ireland | SELC 4000 150W Electronic Ballast (70% Dimmed) |  | 5001500004070 | 120 | 121 | 16 | 1 | 84 | 85 | 11 | 1 | P | 2009-09-02 |  |  | Lamps
150 | Electronic Ballast |  | Tyco Electronics UK Ltd | LumaWise CMH & HPS 150W Dimmable Electronic Ballast |  | 5001500004100 | 167 | 171 | 37 | 0.98 |  |  |  |  | P | 2009-12-01 |  |  | Lamps
150 | Electronic Ballast |  | AZO Digital SP.Z.O.O | Smart Lamp 150 W (Dimmed 50% Circuit Watts) |  | 5001500007050 | 151 | 152 | 17 | 0.99 | 75 | 76 | 9 | 0.99 | P | 2010-11-02 |  | N/A | Lamps
150 | Electronic Ballast |  | AZO Digital SP.Z.O.O | Smart Lamp 150 W (Dimmed 60% Circuit Watts) |  | 5001500007060 | 151 | 152 | 17 | 0.99 | 90 | 91 | 10 | 0.99 | P | 2010-11-02 |  | N/A | Lamps
150 | Electronic Ballast |  | AZO Digital SP.Z.O.O | Smart Lamp 150 W (Dimmed 70% Circuit Watts) |  | 5001500007070 | 151 | 152 | 17 | 0.99 | 105 | 106 | 12 | 0.99 | P | 2010-11-02 |  | N/A | Lamps
150 | Electronic Ballast |  | AZO Digital SP.Z.O.O | Smart Lamp 150 W (Dimmed 79% Circuit Watts) |  | 5001500007079 | 151 | 152 | 17 | 0.99 | 120 | 121 | 14 | 0.99 | P | 2010-11-02 |  | N/A | Lamps | 2012-08-01 | Unique Identifier incremented due to duplication
150 | Electronic Ballast |  | AZO Digital SP.Z.O.O | Smart Lamp 150 W (Dimmed 90% Circuit Watts) |  | 5001500007090 | 151 | 152 | 17 | 0.99 | 136 | 136 | 16 | 0.99 | P | 2010-11-02 |  | N/A | Lamps
150 | Electronic Ballast |  | AZO Digital SP.Z.O.O | Smart Lamp 150 W (Full circuit Watts) |  | 5001500007100 | 151 | 152 | 17 | 0.99 |  |  |  |  | P | 2010-11-02 |  | N/A | Lamps
150 | Electronic Ballast |  | CELTronic (Charles Endirect Ltd) | Eltam EHID MidNight 150W IP20 801.155.50/802.155.50 IP65 871.155.50/872.155.50 (Dimmed 56% Circuit Watts) |  | 5001500008056 | 162 | 163 | 20 | 0.99 | 91 | 93 | 19 | 0.98 | P | 2011-04-06 |  | N/A | Lamps
150 | Electronic Ballast |  | CELTronic (Charles Endirect Ltd) | Eltam EHID MidNight 150W IP20 801.155.55/802.155.55 IP65 871.155.55/872.155.55 (Dimmed 60% Circuit Watts) |  | 5001500008060 | 162 | 163 | 20 | 0.99 | 98 | 99 | 19 | 0.98 | P | 2011-04-06 |  | N/A | Lamps
150 | Electronic Ballast |  | CELTronic (Charles Endirect Ltd) | Eltam EHID MidNight 150W IP20 801.155.60/802.155.60 IP65 871.155.60/872.155.60 (Dimmed 65% Circuit Watts) |  | 5001500008065 | 162 | 163 | 20 | 0.99 | 106 | 107 | 19 | 0.99 | P | 2011-04-06 |  | N/A | Lamps
150 | Electronic Ballast |  | CELTronic (Charles Endirect Ltd) | Eltam EHID MidNight 150W IP20 801.155.65/802.155.65 IP65 871.155.65/872.155.65 (Dimmed 70% Circuit Watts) |  | 5001500008070 | 162 | 163 | 20 | 0.99 | 114 | 114 | 19 | 0.99 | P | 2011-04-06 |  | N/A | Lamps | 2012-08-01 | Unique Identifier incremented due to duplication
150 | Electronic Ballast |  | CELTronic (Charles Endirect Ltd) | Eltam EHID MidNight 150W IP20 801.155.70/802.155.70 IP65 871.155.70/872.155.70 (Dimmed 73% Circuit Watts) |  | 5001500008073 | 162 | 163 | 20 | 0.99 | 119 | 121 | 19 | 0.99 | P | 2011-04-06 |  | N/A | Lamps
150 | Electronic Ballast |  | CELTronic (Charles Endirect Ltd) | Eltam EHID MidNight 150W IP20 801.155.75/802.155.75 IP65 871.155.75/872.155.75 (Dimmed 78% Circuit Watts) |  | 5001500008078 | 162 | 163 | 20 | 0.99 | 127 | 128 | 19 | 0.99 | P | 2011-04-06 |  | N/A | Lamps
150 | Electronic Ballast |  | CELTronic (Charles Endirect Ltd) | Eltam EHID MidNight 150W IP20 801.155.80/802.155.80 IP65 871.155.80/872.155.80 (Dimmed 83% Circuit Watts) |  | 5001500008083 | 162 | 163 | 20 | 0.99 | 134 | 135 | 20 | 0.99 | P | 2011-04-06 |  | N/A | Lamps
150 | Electronic Ballast |  | CELTronic (Charles Endirect Ltd) | Eltam EHID MidNight 150W IP20 801.155.85/802.155.85 IP65 871.155.85/872.155.85 (Dimmed 86% Circuit Watts) |  | 5001500008086 | 162 | 163 | 20 | 0.99 | 139 | 140 | 20 | 0.99 | P | 2011-04-06 |  | N/A | Lamps
150 | Electronic Ballast |  | CELTronic (Charles Endirect Ltd) | Eltam EHID MidNight 150W IP20 801.155.90/802.155.90 IP65 871.155.90/872.155.90 (Dimmed 91% Circuit Watts) |  | 5001500008091 | 162 | 163 | 20 | 0.99 | 148 | 149 | 20 | 0.99 | P | 2011-04-06 |  | N/A | Lamps
150 | Electronic Ballast |  | CELTronic (Charles Endirect Ltd) | Eltam EHID MidNight 150W IP20 801.155.95/802.155.95 IP65 871.155.95/872.155.95 (Dimmed 95% Circuit Watts) |  | 5001500008095 | 162 | 163 | 20 | 0.99 | 154 | 155 | 20 | 0.99 | P | 2011-04-06 |  | N/A | Lamps
150 | Electronic Ballast |  | CELTronic (Charles Endirect Ltd) | Eltam EHID MidNight 150W IP20 801.155.00/802.155.00 IP65 871.155.00/872.155.00 (Full Circuit Watts) |  | 5001500008100 | 162 | 163 | 20 | 0.99 |  |  |  |  | P | 2011-04-06 |  | N/A | Lamps
150 | Electronic Ballasts |  | Osram | HCI-TT 150W/WDL / NAV-T 150W SUPER 4Y (67% Dimmed Circuit Watts) |  | 5001500009067 | 157 | 159 | 28 | 0.99 | 105 | 108 | 26 | 0.97 | P | 2012-05-16 |  | N/A | Lamps
150 | Electronic Ballasts |  | Osram | HCI-TT 150W/WDL / NAV-T 150W SUPER 4Y (71% Dimmed Circuit Watts) |  | 5001500009071 | 157 | 159 | 28 | 0.99 | 112 | 115 | 27 | 0.97 | P | 2012-05-16 |  | N/A | Lamps
150 | Electronic Ballasts | SON, MBI, CDO | Venture Lighting | VYB150PN1 (73% Dimmed circuit watts) VYB150255 (product code for full power charge code previously given) |  | 5001500009073 | 157 | 161 | 32 | 0.98 | 115 | 119 | 32 | 0.96 | P | 2012-10-17 |  |  | Lamps
150 | Electronic Ballasts |  | Osram | HCI-TT 150W/WDL / NAV-T 150W SUPER 4Y (75% Dimmed Circuit Watts) |  | 5001500009075 | 157 | 159 | 28 | 0.99 | 118 | 121 | 26 | 0.98 | P | 2012-05-16 |  | N/A | Lamps
150 | Electronic Ballasts |  | Osram | HCI-TT 150W/WDL / NAV-T 150W SUPER 4Y (81% Dimmed Circuit Watts) |  | 5001500009081 | 157 | 159 | 28 | 0.99 | 127 | 129 | 27 | 0.98 | P | 2012-05-16 |  | N/A | Lamps
150 | Electronic Ballasts |  | Osram | HCI-TT 150W/WDL / NAV-T 150W SUPER 4Y (90% Dimmed Circuit Watts) |  | 5001500009090 | 157 | 159 | 28 | 0.99 | 142 | 144 | 27 | 0.98 | P | 2012-05-16 |  | N/A | Lamps
150 | Electronic Ballasts |  | Osram | HCI-TT 150W/WDL / NAV-T 150W SUPER 4Y (100% Dimmed Circuit Watts) |  | 5001500009100 | 157 | 159 | 28 | 0.99 |  |  |  |  | P | 2012-05-16 |  | N/A | Lamps
150 | Electronic Ballasts | SON, MBI, CDO | Venture Lighting | VYB150255 |  | 5001500010100 | 157 | 161 | 32 | 0.98 |  |  |  |  | P | 2012-08-15 |  |  | Lamps | 2012-08-31 | Added 16/08/2012 - Ammended due to a second set of test data (higher) being submitted for the same lamps dimming code product code VYB150PN1)
150 | Electronic Ballast | SON, MBI | SELC Ireland | SELC 8000 electronic HID ballast (Dimmed 51% Circuit Watts - minimum lux level 45% Lumens) |  | 5001500011051 | 167 | 168 | 21 | 0.99 | 85 | 88 | 22 | 0.97 | P | 2012-10-17 |  |  | Lamps
150 | Electronic Ballast | SON, MBI | SELC Ireland | SELC 8000 electronic HID ballast (Dimmed 54% Circuit Watts) |  | 5001500011054 | 167 | 168 | 21 | 0.99 | 90 | 93 | 22 | 0.97 | P | 2012-10-17 |  |  | Lamps
150 | Electronic Ballast | SON, MBI | SELC Ireland | SELC 8000 electronic HID ballast (Dimmed 58% Circuit Watts) |  | 5001500011058 | 167 | 168 | 21 | 0.99 | 97 | 100 | 22 | 0.98 | P | 2012-10-17 |  |  | Lamps
150 | Electronic Ballast | SON, MBI | SELC Ireland | SELC 8000 electronic HID ballast (Dimmed 62% Circuit Watts) |  | 5001500011062 | 167 | 168 | 21 | 0.99 | 104 | 106 | 22 | 0.98 | P | 2012-10-17 |  |  | Lamps
150 | Electronic Ballast | SON, MBI | SELC Ireland | SELC 8000 electronic HID ballast (Dimmed 65% Circuit Watts) |  | 5001500011065 | 167 | 168 | 21 | 0.99 | 109 | 111 | 22 | 0.98 | P | 2012-10-17 |  |  | Lamps
150 | Electronic Ballast | SON, MBI | SELC Ireland | SELC 8000 electronic HID ballast (Dimmed 72% Circuit Watts) |  | 5001500011072 | 167 | 168 | 21 | 0.99 | 120 | 121 | 20 | 0.99 | P | 2012-10-17 |  |  | Lamps
150 | Electronic Ballast | SON, MBI | SELC Ireland | SELC 8000 electronic HID ballast (Dimmed 76% Circuit Watts) |  | 5001500011076 | 167 | 168 | 21 | 0.99 | 127 | 129 | 22 | 0.99 | P | 2012-10-17 |  |  | Lamps
150 | Electronic Ballast | SON, MBI | SELC Ireland | SELC 8000 electronic HID ballast (Dimmed 79% Circuit Watts) |  | 5001500011079 | 167 | 168 | 21 | 0.99 | 132 | 134 | 22 | 0.99 | P | 2012-10-17 |  |  | Lamps
150 | Electronic Ballast | SON, MBI | SELC Ireland | SELC 8000 electronic HID ballast (Dimmed 83% Circuit Watts) |  | 5001500011083 | 167 | 168 | 21 | 0.99 | 139 | 140 | 22 | 0.99 | P | 2012-10-17 |  |  | Lamps
150 | Electronic Ballast | SON, MBI | SELC Ireland | SELC 8000 electronic HID ballast (Dimmed 87% Circuit Watts) |  | 5001500011087 | 167 | 168 | 21 | 0.99 | 146 | 148 | 21 | 0.99 | P | 2012-10-17 |  |  | Lamps
150 | Electronic Ballast | SON, MBI | SELC Ireland | SELC 8000 electronic HID ballast (Dimmed 95% Circuit Watts) |  | 5001500011095 | 167 | 168 | 21 | 0.99 | 159 | 160 | 21 | 0.99 | P | 2012-10-17 |  |  | Lamps
150 | Electronic Ballast | SON, MBI | SELC Ireland | SELC 8000 electronic HID ballast (Full power) |  | 5001500011100 | 167 | 168 | 21 | 0.99 |  |  |  |  | P | 2012-10-17 |  |  | Lamps
150 | Electronic Ballasts | SON, MH | SELC Ireland | SELC Smart Star 150W Smart Ballast @ (37% Circuit Watts - 30 Lumen level) |  | 5001500012037 | 156 | 158 | 23 | 0.99 | 57 | 61 | 22 | 0.93 | P | 2013-01-16 |  |  | Lamps
150 | Electronic Ballasts | SON, MH | SELC Ireland | SELC Smart Star 150W Smart Ballast @ (40% Circuit Watts - 35 Lumen level) |  | 5001500012040 | 156 | 158 | 23 | 0.99 | 63 | 66 | 22 | 0.94 | P | 2013-01-16 |  |  | Lamps
150 | Electronic Ballasts | SON, MH | SELC Ireland | SELC Smart Star 150W Smart Ballast @ (44% Circuit Watts - 40 Lumen level) |  | 5001500012044 | 156 | 158 | 23 | 0.99 | 69 | 72 | 22 | 0.95 | P | 2013-01-16 |  |  | Lamps
150 | Electronic Ballasts | SON, MH | SELC Ireland | SELC Smart Star 150W Smart Ballast @ (48% Circuit Watts - 45 Lumen level) |  | 5001500012048 | 156 | 158 | 23 | 0.99 | 75 | 78 | 22 | 0.96 | P | 2013-01-16 |  |  | Lamps
150 | Electronic Ballasts | SON, MH | SELC Ireland | SELC Smart Star 150W Smart Ballast @ (54% Circuit Watts - 50 Lumen level) |  | 5001500012054 | 156 | 158 | 23 | 0.99 | 85 | 88 | 22 | 0.97 | P | 2013-01-16 |  |  | Lamps
150 | Electronic Ballasts | SON, MH | SELC Ireland | SELC Smart Star 150W Smart Ballast @ (58% Circuit Watts - 55 Lumen level) |  | 5001500012058 | 156 | 158 | 23 | 0.99 | 90 | 92 | 22 | 0.97 | P | 2013-01-16 |  |  | Lamps
150 | Electronic Ballasts | SON, MH | SELC Ireland | SELC Smart Star 150W Smart Ballast @ (62% Circuit Watts - 60 Lumen level) |  | 5001500012062 | 156 | 158 | 23 | 0.99 | 96 | 99 | 22 | 0.97 | P | 2013-01-16 |  |  | Lamps
150 | Electronic Ballasts | SON, MH | SELC Ireland | SELC Smart Star 150W Smart Ballast @ (65% Circuit Watts - 65 Lumen level) |  | 5001500012065 | 156 | 158 | 23 | 0.99 | 102 | 104 | 22 | 0.98 | P | 2013-01-16 |  |  | Lamps
150 | Electronic Ballasts | SON, MH | SELC Ireland | SELC Smart Star 150W Smart Ballast @ (70% Circuit Watts - 70 Lumen level) |  | 5001500012070 | 156 | 158 | 23 | 0.99 | 109 | 111 | 22 | 0.98 | P | 2013-01-16 |  |  | Lamps
150 | Electronic Ballasts | SON, MH | SELC Ireland | SELC Smart Star 150W Smart Ballast @ (75% Circuit Watts - 75 Lumen level) |  | 5001500012075 | 156 | 158 | 23 | 0.99 | 117 | 119 | 22 | 0.98 | P | 2013-01-16 |  |  | Lamps
150 | Electronic Ballasts | SON, MH | SELC Ireland | SELC Smart Star 150W Smart Ballast @ (78% Circuit Watts - 80 Lumen level) |  | 5001500012078 | 156 | 158 | 23 | 0.99 | 122 | 124 | 22 | 0.98 | P | 2013-01-16 |  |  | Lamps
150 | Electronic Ballasts | SON, MH | SELC Ireland | SELC Smart Star 150W Smart Ballast @ (83% Circuit Watts - 85 Lumen level) |  | 5001500012083 | 156 | 158 | 23 | 0.99 | 129 | 131 | 22 | 0.99 | P | 2013-01-16 |  |  | Lamps
150 | Electronic Ballasts | SON, MH | SELC Ireland | SELC Smart Star 150W Smart Ballast @ (89% Circuit Watts - 90 Lumen level) |  | 5001500012089 | 156 | 158 | 23 | 0.99 | 139 | 141 | 22 | 0.99 | P | 2013-01-16 |  |  | Lamps
150 | Electronic Ballasts | SON, MH | SELC Ireland | SELC Smart Star 150W Smart Ballast @ (96% Circuit Watts - 95 Lumen level) |  | 5001500012096 | 156 | 158 | 23 | 0.99 | 149 | 151 | 22 | 0.99 | P | 2013-01-16 |  |  | Lamps
150 | Electronic Ballasts | SON, MH | SELC Ireland | SELC Smart Star 150W Smart Ballast (Full power) |  | 5001500012100 | 156 | 158 | 23 | 0.99 |  |  |  |  | P | 2013-01-16 |  |  | Lamps
250 | Electronic Ballast |  | Philips Lighting | CDO-TT 250W Electronic Ballast |  | 5002500000100 | 274 | 312 | 151 | 0.88 |  |  |  |  | P | 2009-12-01 |  |  | Lamps
250 | Electronic Ballast |  | CELTronic (Charles Endirect Ltd) | Eltam EHID MidNight 250W IP20 801.255.50/802.255.50 IP65 871.255.50/872.255.50 (Dimmed 56% Circuit Watts) |  | 5002500001056 | 264 | 265 | 30 | 0.99 | 149 | 152 | 29 | 0.98 | P | 2011-04-06 |  | N/A | Lamps
250 | Electronic Ballast |  | CELTronic (Charles Endirect Ltd) | Eltam EHID MidNight 250W IP20 801.255.55/802.255.55 IP65 871.255.55/872.255.55 (Dimmed 61% Circuit Watts) |  | 5002500001061 | 264 | 265 | 30 | 0.99 | 160 | 163 | 31 | 0.98 | P | 2011-04-06 |  | N/A | Lamps
250 | Electronic Ballast |  | Harvard Engineering | (64% Dimmed Circuit Watts) |  | 5002500001064 | 167 | 172 | 41 | 0.97 |  |  |  |  | P | 2011-06-06 |  |  | Lamps | 2012-08-01 | Date issued added 01/08/2012
250 | Electronic Ballast |  | CELTronic (Charles Endirect Ltd) | Eltam EHID MidNight 250W IP20 801.255.60/802.255.60 IP65 871.255.60/872.255.60 (Dimmed 65% Circuit Watts) |  | 5002500001065 | 264 | 265 | 30 | 0.99 | 171 | 174 | 31 | 0.98 | P | 2011-04-06 |  | N/A | Lamps
250 | Electronic Ballast |  | CELTronic (Charles Endirect Ltd) | Eltam EHID MidNight 250W IP20 801.255.65/802.255.65 IP65 871.255.65/872.255.65 (Dimmed 70% Circuit Watts) |  | 5002500001070 | 264 | 265 | 30 | 0.99 | 184 | 186 | 30 | 0.99 | P | 2011-04-06 |  | N/A | Lamps
250 | Electronic Ballast |  | CELTronic (Charles Endirect Ltd) | Eltam EHID MidNight 250W IP20 801.255.70/802.255.70 IP65 871.255.70/872.255.70 (Dimmed 74% Circuit Watts) |  | 5002500001074 | 264 | 265 | 30 | 0.99 | 195 | 197 | 29 | 0.99 | P | 2011-04-06 |  | N/A | Lamps
250 | Electronic Ballast |  | CELTronic (Charles Endirect Ltd) | Eltam EHID MidNight 250W IP20 801.255.75/802.255.75 IP65 871.255.75/872.255.75 (Dimmed 78% Circuit Watts) |  | 5002500001078 | 264 | 265 | 30 | 0.99 | 206 | 208 | 30 | 0.99 | P | 2011-04-06 |  | N/A | Lamps
250 | Electronic Ballast |  | CELTronic (Charles Endirect Ltd) | Eltam EHID MidNight 250W IP20 801.255.80/802.255.80 IP65 871.255.80/872.255.80 (Dimmed 82% Circuit Watts) |  | 5002500001082 | 264 | 265 | 30 | 0.99 | 217 | 219 | 29 | 0.99 | P | 2011-04-06 |  | N/A | Lamps
250 | Electronic Ballast |  | Harvard Engineering | (83% Dimmed Circuit Watts) |  | 5002500001083 | 218 | 222 | 44 | 0.98 |  |  |  |  | P | 2011-06-06 |  |  | Lamps | 2012-08-01 | Date issued added 01/08/2012
250 | Electronic Ballast |  | CELTronic (Charles Endirect Ltd) | Eltam EHID MidNight 250W IP20 801.255.85/802.255.85 IP65 871.255.85/872.255.85 (Dimmed 86% Circuit Watts) |  | 5002500001086 | 264 | 265 | 30 | 0.99 | 228 | 230 | 30 | 0.99 | P | 2011-04-06 |  | N/A | Lamps
250 | Electronic Ballast |  | CELTronic (Charles Endirect Ltd) | Eltam EHID MidNight 250W IP20 801.255.90/802.255.90 IP65 871.255.90/872.255.90 (Dimmed 91% Circuit Watts) |  | 5002500001091 | 264 | 265 | 30 | 0.99 | 240 | 241 | 29 | 0.99 | P | 2011-04-06 |  | N/A | Lamps
250 | Electronic Ballast |  | CELTronic (Charles Endirect Ltd) | Eltam EHID MidNight 250W IP20 801.255.95/802.255.95 IP65 871.255.95/872.255.95 (Dimmed 95% Circuit Watts) |  | 5002500001095 | 264 | 265 | 30 | 0.99 | 252 | 254 | 30 | 0.99 | P | 2011-04-06 |  | N/A | Lamps
250 | Electronic Ballast |  | CELTronic (Charles Endirect Ltd) | Eltam EHID MidNight 250W IP20 801.255.00/802.255.00 IP65 871.255.00/872.255.00 (Full Circuit Watts) |  | 5002500001100 | 264 | 265 | 30 | 0.99 |  |  |  |  | P | 2011-04-06 |  | N/A | Lamps
250 | Electronic Ballast |  | Tridonic Atco UK Ltd | Dimmable PCIS 250 Outdoor DIM B011 at 40% Light Output (Dimmed 54% Circuit Watts) |  | 5002500002054 | 277 | 279 | 38 | 0.99 | 149 | 151 | 31 | 0.98 | P | 2011-04-06 |  | N/A | Lamps
250 | Electronic Ballast |  | Tridonic Atco UK Ltd | Dimmable PCIS 250 Outdoor DIM B011 at 60% Light Output (Dimmed 66% Circuit Watts) |  | 5002500002066 | 277 | 279 | 38 | 0.99 | 183 | 185 | 31 | 0.99 | P | 2011-04-06 |  | N/A | Lamps
250 | Electronic Ballast |  | Tridonic Atco UK Ltd | Dimmable PCIS 250 Outdoor DIM B011 at 80% Light Output (Dimmed 80% Circuit Watts) |  | 5002500002080 | 277 | 279 | 38 | 0.99 | 222 | 224 | 36 | 0.99 | P | 2011-04-06 |  | N/A | Lamps
250 | Electronic Ballast |  | Tridonic Atco UK Ltd | Dimmable PCIS 250 Outdoor DIM B011 (Full Circuit Watts) |  | 5002500002100 | 277 | 279 | 38 | 0.99 |  |  |  |  | P | 2011-04-06 |  | N/A | Lamps
250 | Electronic Ballast |  | AZO Digital SP.Z.O.O | Smart Lamp 250 W (Dimmed 48% Circuit Watts) |  | 5002500003048 | 250 | 253 | 33 | 0.99 | 121 | 123 | 25 | 0.98 | P | 2011-08-30 |  | N/A | Lamps
250 | Electronic Ballast |  | AZO Digital SP.Z.O.O | Smart Lamp 250 W (Dimmed 52% Circuit Watts) |  | 5002500003052 | 250 | 253 | 33 | 0.99 | 130 | 132 | 24 | 0.98 | P | 2011-08-30 |  | N/A | Lamps
250 | Electronic Ballast |  | AZO Digital SP.Z.O.O | Smart Lamp 250 W (Dimmed 56% Circuit Watts) |  | 5002500003056 | 250 | 253 | 33 | 0.99 | 140 | 143 | 28 | 0.98 | P | 2011-08-30 |  | N/A | Lamps
250 | Electronic Ballast |  | AZO Digital SP.Z.O.O | Smart Lamp 250 W (Dimmed 60% Circuit Watts) |  | 5002500003060 | 250 | 253 | 33 | 0.99 | 150 | 154 | 32 | 0.98 | P | 2011-08-30 |  | N/A | Lamps
250 | Electronic Ballast |  | AZO Digital SP.Z.O.O | Smart Lamp 250 W (Dimmed 64% Circuit Watts) |  | 5002500003064 | 250 | 253 | 33 | 0.99 | 160 | 163 | 34 | 0.98 | P | 2011-08-30 |  | N/A | Lamps
250 | Electronic Ballast |  | AZO Digital SP.Z.O.O | Smart Lamp 250 W (Dimmed 68% Circuit Watts) |  | 5002500003068 | 250 | 253 | 33 | 0.99 | 170 | 174 | 38 | 0.98 | P | 2011-08-30 |  | N/A | Lamps
250 | Electronic Ballast |  | AZO Digital SP.Z.O.O | Smart Lamp 250 W (Dimmed 72% Circuit Watts) |  | 5002500003072 | 250 | 253 | 33 | 0.99 | 180 | 183 | 31 | 0.99 | P | 2011-08-30 |  | N/A | Lamps
250 | Electronic Ballast |  | AZO Digital SP.Z.O.O | Smart Lamp 250 W (Dimmed 76% Circuit Watts) |  | 5002500003076 | 250 | 253 | 33 | 0.99 | 191 | 194 | 35 | 0.98 | P | 2011-08-30 |  | N/A | Lamps
250 | Electronic Ballast |  | AZO Digital SP.Z.O.O | Smart Lamp 250 W (Dimmed 80% Circuit Watts) |  | 5002500003080 | 250 | 253 | 33 | 0.99 | 200 | 202 | 32 | 0.99 | P | 2011-08-30 |  | N/A | Lamps
250 | Electronic Ballast |  | AZO Digital SP.Z.O.O | Smart Lamp 250 W (Dimmed 84% Circuit Watts) |  | 5002500003084 | 250 | 253 | 33 | 0.99 | 210 | 213 | 31 | 0.99 | P | 2011-08-30 |  | N/A | Lamps
250 | Electronic Ballast |  | AZO Digital SP.Z.O.O | Smart Lamp 250 W (Dimmed 88% Circuit Watts) |  | 5002500003088 | 250 | 253 | 33 | 0.99 | 220 | 223 | 39 | 0.98 | P | 2011-08-30 |  | N/A | Lamps
250 | Electronic Ballast |  | AZO Digital SP.Z.O.O | Smart Lamp 250 W (Dimmed 92% Circuit Watts) |  | 5002500003092 | 250 | 253 | 33 | 0.99 | 230 | 234 | 42 | 0.98 | P | 2011-08-30 |  | N/A | Lamps
250 | Electronic Ballast |  | AZO Digital SP.Z.O.O | Smart Lamp 250 W (Dimmed 96% Circuit Watts) |  | 5002500003096 | 250 | 253 | 33 | 0.99 | 240 | 242 | 35 | 0.99 | P | 2011-08-30 |  | N/A | Lamps
250 | Electronic Ballast |  | AZO Digital SP.Z.O.O | Smart Lamp 250 W |  | 5002500003100 | 250 | 253 | 33 | 0.99 |  |  |  |  | P | 2011-08-30 |  | N/A | Lamps
250 | Electronic Ballast | SON-T, HPI-T | Lucy Zodion Ltd | ZEBC250 (Dimmed 68% Circuit Watts) |  | 5002500004068 | 265 | 269 | 49 | 0.98 | 181 | 187 | 46 | 0.97 | P | 2012-06-21 |  |  | Lamps
250 | Electronic Ballast | SON-T, HPI-T | Lucy Zodion Ltd | ZEBC250 (Dimmed 84% Circuit Watts) |  | 5002500004084 | 265 | 269 | 49 | 0.98 | 222 | 228 | 49 | 0.98 | P | 2012-06-21 |  |  | Lamps
250 | Electronic Ballast | SON-T, HPI-T | Lucy Zodion Ltd | ZEBC250 |  | 5002500004100 | 265 | 269 | 49 | 0.98 |  |  |  |  | P | 2012-06-21 |  |  | Lamps
250 | Electronic Ballast |  | Harvard Engineering | (Full Circuit Watts) |  | 5002500005100 | 262 | 267 | 51 | 0.98 |  |  |  |  | P | 2011-06-06 |  |  | Lamps | 2012-08-01 | Date issued added 01/08/2012. 'Old Charge Code' changed to 'New Charge Code' due to duplication error.
400 | Electronic Ballast |  | AZO Digital SP.Z.O.O | Smart Lamp 400 W (Dimmed 50% Circuit Watts) |  | 5004000000050 | 400 | 402 | 38 | 1 | 200 | 203 | 37 | 0.98 | P | 2011-08-30 |  | N/A | Lamps
400 | Electronic Ballast |  | AZO Digital SP.Z.O.O | Smart Lamp 400 W (Dimmed 60% Circuit Watts) |  | 5004000000060 | 400 | 402 | 38 | 1 | 240 | 243 | 39 | 0.99 | P | 2011-08-30 |  | N/A | Lamps | 2012-08-01 | Unique Identifier incremented due to duplication
400 | Electronic Ballast |  | AZO Digital SP.Z.O.O | Smart Lamp 400 W (Dimmed 70% Circuit Watts) |  | 5004000000070 | 400 | 402 | 38 | 1 | 280 | 283 | 44 | 0.99 | P | 2011-08-30 |  | N/A | Lamps
400 | Electronic Ballast |  | AZO Digital SP.Z.O.O | Smart Lamp 400 W (Dimmed 80% Circuit Watts) |  | 5004000000080 | 400 | 402 | 38 | 1 | 320 | 322 | 39 | 0.99 | P | 2011-08-30 |  | N/A | Lamps
400 | Electronic Ballast |  | AZO Digital SP.Z.O.O | Smart Lamp 400 W (Dimmed 90% Circuit Watts) |  | 5004000000090 | 400 | 402 | 38 | 1 | 360 | 362 | 38 | 0.99 | P | 2011-08-30 |  | N/A | Lamps
400 | Electronic Ballast |  | AZO Digital SP.Z.O.O | Smart Lamp 400 W |  | 5004000000100 | 400 | 402 | 38 | 1 |  |  |  |  | P | 2011-08-30 |  | N/A | Lamps
50 | Vehicle Aspect - 3 lamp (undimmed) | Red/Amber/Green | Generic |  | 7901050 | 7901050000100 | 18 | [7 empty] | P | 2005-06-01 |  | Standard Conversion | Signals
65 | Vehicle Aspect - 3 lamp (undimmed) | Red/Amber/Green | Generic |  | 7901065 | 7901065000100 | 23 | [7 empty] | P | 2005-06-01 |  | Standard Conversion | Signals
50 | Vehicle Aspect - 3 lamp (dimmed) | Red/Amber/Green | Generic |  | 7902050 | 7902050000100 | 18 |  |  |  | 12 |  |  |  | P | 2005-06-01 |  | Standard Conversion | Signals
65 | Vehicle Aspect - 3 lamp (dimmed) | Red/Amber/Green | Generic |  | 7902065 | 7902065000100 | 23 |  |  |  | 16 |  |  |  | P | 2005-06-01 |  | Standard Conversion | Signals
50 | Vehicle Aspect - 2 lamp (undimmed) | Red/Green | Generic |  | 7903050 | 7903050000100 | 25 | [7 empty] | P | 2005-06-01 |  | Standard Conversion | Signals
65 | Vehicle Aspect - 2 lamp (undimmed) | Red/Green | Generic |  | 7903065 | 7903065000100 | 32 | [7 empty] | P | 2005-06-01 |  | Standard Conversion | Signals
50 | Vehicle Aspect - 2 lamp (dimmed) | Red/Green | Generic |  | 7904050 | 7904050000100 | 25 |  |  |  | 16 |  |  |  | P | 2005-06-01 |  | Standard Conversion | Signals
65 | Vehicle Aspect - Filter lamp / 2 lamp (dimmed) | Red/Green | Generic |  | 7904065 | 7904065000100 | 32 |  |  |  | 21 |  |  |  | P | 2005-06-01 |  | Standard Conversion | Signals
25 | Pedestrian Control | Tungsten Wait signal / Push Button (undimmed) | Generic | “WAIT” Signals | 7905025 | 7905025000100 | 5 | [7 empty] | P | 2005-06-01 |  | Standard Conversion | Signals
40 | Pedestrian Control | Tungsten Wait signal / Push Button (undimmed) | Generic | “WAIT” Signals | 7905040 | 7905040000100 | 8 | [7 empty] | P | 2005-06-01 |  | Standard Conversion | Signals
65 | Pedestrian Control | Tungsten Wait signal / Push Button (undimmed) | Generic | “WAIT” Signals | 7905065 | 7905065000100 | 13 | [7 empty] | P | 2005-06-01 |  | Standard Conversion | Signals
10 | Traffic Signal Controller |  | Generic |  | 7906010 | 7906010000100 | 10 | [7 empty] | P | 2005-06-01 |  | Standard Conversion | Signals
16 | Pedestrian Signal Controller |  | Peek Traffic Ltd | TSP |  | 7906016000100 | 16 | 31 | 26 | 0.53 |  |  |  |  | P | 2008-11-11 |  |  | Signals
17 | Traffic Signal Controller |  | Siemens | ST700 Traffic Controller (Two transformers) / ST750LV Traffic Controller (Two transformers) |  | 7906017000100 | 17 | 36 | 32 | 0.47 |  |  |  |  | P | 2008-10-06 |  |  | Signals
18 | Traffic Signal Controller |  | Siemens | ST900 8/16/24 phase traffic controller |  | 7906018000100 | 18 | 56 | 53 | 0.32 |  |  |  |  | P | 2009-02-11 |  |  | Signals
20 | Traffic Signal Controller |  | Generic |  | 7906020 | 7906020000100 | 20 | [7 empty] | P | 2005-06-01 |  | Standard Conversion | Signals
20 | Traffic Signal Controller |  | Peek Traffic Ltd | TRX - Traffic Controller |  | 7906020001100 | 20 | 47 | 42 | 0.43 |  |  |  |  | P | 2008-11-19 |  |  | Signals
22 | Traffic Signal Controller |  | Siemens | ST750 ELV (any variant) 667/1/32750/ETC |  | 7906022000100 | 22 | 114 | 112 | 0.19 |  |  |  |  | P | 2009-02-11 |  |  | Signals
25 | Traffic Signal Controller |  | Generic |  | 7906025 | 7906025000100 | 25 | [7 empty] | P | 2005-06-01 |  | Standard Conversion | Signals
25 | Traffic Signal Controller |  | Siemens | ST900 ELV Low Inrush ELV Traffic Controllor. Low inrush |  | 7906025001100 | 21 | 41 | 35 | 0.52 |  |  |  |  | P | 2012-03-07 |  | N/A | Signals
30 | Traffic Signal Controller |  | Generic |  | 7906030 | 7906030000100 | 30 | [7 empty] | P | 2005-06-01 |  | Standard Conversion | Signals
31 | Traffic Signal Controller |  | Siemens | ST800 8/16 phase TFL version 667/270001/601 |  | 7906031000100 | 31 | 74 | 67 | 0.42 |  |  |  |  | P | 2009-02-11 |  |  | Signals
35 | Traffic Signal Controller |  | Generic |  | 7906035 | 7906035000100 | 35 | [7 empty] | P | 2005-06-01 |  | Standard Conversion | Signals
39 | Traffic Signaller Controller |  | Generic |  |  | 7906039000100 | 39 | [7 empty] | P | 2008-07-17 |  |  | Signals | 2012-02-15 | Made Permanent
40 | Traffic Signal Controller |  | Generic |  | 7906040 | 7906040000100 | 40 | [7 empty] | P | 2005-06-01 |  | Standard Conversion | Signals
50 | Traffic Signal Controller |  | Generic |  | 7906050 | 7906050000100 | 50 | [7 empty] | P | 2005-06-01 |  | Standard Conversion | Signals
58 | Traffic Signal Controller |  | Peek Traffic Ltd | PTC-1 (One Transformer) |  | 7906058000100 | 58 | 89 | 67 | 0.66 |  |  |  |  | P | 2008-11-11 |  |  | Signals
60 | Traffic Signal Controller |  | Generic |  | 7906060 | 7906060000100 | 60 | [7 empty] | P | 2005-06-01 |  | Standard Conversion | Signals
65 | Traffic Signal Controller |  | Generic |  | 7906065 | 7906065000100 | 65 | [7 empty] | P | 2005-06-01 |  | Standard Conversion | Signals
67 | Traffic Signal Controller |  | Siemens | ST900 ELV Traffic Signal Controller |  | 7906067000100 | 67 | 199 | 187 | 0.34 |  |  |  |  | P | 2008-10-30 |  |  | Signals
68 | Traffic Signaller Controller |  | Generic |  |  | 7906068000100 | 68 | [7 empty] | P | 2008-07-17 |  |  | Signals | 2012-02-15 | Made Permanent
70 | Traffic Signal Controller |  | Generic |  | 7906070 | 7906070000100 | 70 | [7 empty] | P | 2005-06-01 |  | Standard Conversion | Signals
74 | Traffic Signal Controller |  | Generic |  | 7906074 | 7906074000100 | 74 | [7 empty] | P | 2005-06-01 |  | Standard Conversion | Signals
75 | Traffic Signal Controller |  | Generic |  | 7906075 | 7906075000100 | 75 | [7 empty] | P | 2005-06-01 |  | Standard Conversion | Signals
80 | Traffic Signal Controller |  | Generic |  |  | 7906080000100 | 80 | [7 empty] | P | 2008-07-17 |  |  | Signals | 2012-02-15 | Made Permanent
87 | Traffic Signal Controller |  | Peek Traffic Ltd | PTC-1 (Two Transformers) |  | 7906087000100 | 87 | 113 | 87 | 0.77 |  |  |  |  | P | 2008-11-11 |  |  | Signals
89 | Traffic Signal Controller |  | Generic |  | 7906089 | 7906089000100 | 89 | [7 empty] | P | 2005-06-01 |  | Standard Conversion | Signals
100 | Traffic Signal Controller |  | Generic |  | 7906100 | 7906100000100 | 100 | [7 empty] | P | 2005-06-01 |  | Standard Conversion | Signals
105 | Traffic Signal Controller |  | Generic |  | 7906105 | 7906105000100 | 105 | [7 empty] | P | 2005-06-01 |  | Standard Conversion | Signals
110 | Traffic Signaller Controller |  | Generic |  |  | 7906110000100 | 110 | [7 empty] | P | 2008-07-17 |  |  | Signals | 2012-02-15 | Made Permanent
120 | Traffic Signal Controller |  | Generic |  | 7906120 | 7906120000100 | 120 | [7 empty] | P | 2005-06-01 |  | Standard Conversion | Signals
125 | Traffic Signal Controller |  | Generic |  | 7906125 | 7906125000100 | 125 | [7 empty] | P | 2005-06-01 |  | Standard Conversion | Signals
135 | Traffic Signal Controller |  | Generic |  | 7906135 | 7906135000100 | 135 | [7 empty] | P | 2005-06-01 |  | Standard Conversion | Signals
140 | Traffic Signal Controller |  | Generic |  | 7906140 | 7906140000100 | 140 | [7 empty] | P | 2005-06-01 |  | Standard Conversion | Signals
141 | Traffic Signal Controller |  | Generic |  | 7906141 | 7906141000100 | 141 | [7 empty] | P | 2005-06-01 |  | Standard Conversion | Signals
150 | Traffic Signal Controller |  | Generic |  | 7906150 | 7906150000100 | 150 | [7 empty] | P | 2005-06-01 |  | Standard Conversion | Signals
160 | Traffic Signal Controller |  | Generic |  | 7906160 | 7906160000100 | 160 | [7 empty] | P | 2005-06-01 |  | Standard Conversion | Signals
165 | Traffic Signal Controller |  | Generic |  | 7906165 | 7906165000100 | 165 | [7 empty] | P | 2005-06-01 |  | Standard Conversion | Signals
170 | Traffic Signal Controller |  | Generic |  | 7906170 | 7906170000100 | 170 | [7 empty] | P | 2005-06-01 |  | Standard Conversion | Signals
244 | Traffic Signal Controller |  | Generic |  | 7906244 | 7906244000100 | 244 | [7 empty] | P | 2005-06-01 |  | Standard Conversion | Signals
271 | Traffic Signal Controller |  | Generic |  | 7906271 | 7906271000100 | 271 | [7 empty] | P | 2005-06-01 |  | Standard Conversion | Signals
1 | Vehicle Detector |  | Generic |  | 7907001 | 7907001000100 | 1 | [7 empty] | P | 2005-06-01 |  | Standard Conversion | Signals
0.3 | Vehicle Detector |  | Traficon | ETH Ethernet Interface Pt No 10-6075 |  | 7907001001100 | 0.3 | 0 | 0 | 1 |  |  |  |  | P | 2011-08-30 |  | N/A | Signals
0.4 | Vehicle Detector |  | Traficon | TI xp Digital Interface Expansion Board Pt No 10-6044 |  | 7907001002100 | 0.4 | 0 | 0 | 1 |  |  |  |  | P | 2011-08-30 |  | N/A | Signals
1 | Vehicle Detector |  | Siemens | Vehicle Loop Detector |  | 7907001003100 | 0.95 | 2 | 1 | 0.59 |  |  |  |  | P | 2012-05-16 |  | N/A | Signals
1 | Vehicle detector |  | AGD | AGD307-5xx-xxx |  | 7907001004100 | 1 | 2 | 2 | 0.54 |  |  |  |  | P | 2012-12-19 |  |  | Signals
2 | Vehicle Detector |  | Plessey |  | 7907002 | 7907002000100 | 2 | [7 empty] | P | 2005-06-01 |  | Standard Conversion | Signals
2 | Microwave Vehicle Detector |  | AGD | AGD 206 Microwave Vehicle Detector |  | 7907002001100 | 1.7 | 1.7 | 0 | 1 |  |  |  |  | P | 2010-08-31 |  | N/A | Signals
3 | Microwave Vehicle Detector |  | AGD | AGD 206 Microwave Vehicle Detector | 7907003 | 7907003000100 | 3 | [7 empty] | Superseded by 79 07 002 001 100 | 2008-03-01 | 2010-08-31 | Standard Conversion | Signals
3 | Microwave Vehicle Detector |  | Sarasota | Microwave Vehicle Detector | 7907003 | 7907003000100 | 3 | [7 empty] | P | 2008-03-01 |  | Standard Conversion | Signals
3 | Microwave Vehicle Detector |  | AGD | AGD 206 Microwave Vehicle Detector (from S/no. -00004 to -05657) |  | 7907003000100 | 3 | [8 empty] | 2008-03-01 |  | Standard Conversion | Signals
3 | Traffic Above Ground Detector |  | Siemens | 667/1/31900/040 Heimdall SCOOT Detector |  | 7907003001100 | 3 | 4 | 3 | 0.68 |  |  |  |  | P | 2008-10-02 |  |  | Signals
3 | Vehicle detector |  | AGD | AGD316-5xx-xxx |  | 7907003002100 | 3 | 5 | 4 | 0.56 | [5 empty] | 2012-12-19 |  |  | Signals
4 | Loop Detector |  | Siemens | ST4S |  | 7907004000100 | 4 | 8 | 6 | 0.56 |  |  |  |  | P | 2008-10-10 |  |  | Signals
4 | Vehicle Detector |  | Traficon | TI x-stream Digital Interface Pt No 10-6045 |  | 7907004001100 | 4 | 4 | 0 | 1 |  |  |  |  | P | 2011-08-30 |  | N/A | Signals
4 | Vehicle Detector |  | Traficon | Traficam III Vehicle Detector Pt No 10-6040 |  | 7907004002100 | 4 | 4 | 0 | 1 |  |  |  |  | P | 2011-08-30 |  | N/A | Signals
4 | Vehicle Detector |  | AGD | AGD316-3xx-xxx |  | 7907004003100 | 4 | 7 | 7 | 0.49 |  |  |  |  | P | 2012-12-19 |  |  | Signals
5 | Vehicle Detector |  | GEC |  | 7907005 | 7907005000100 | 5 | [7 empty] | P | 2005-06-01 |  | Standard Conversion | Signals
6 | Vehicle Detector |  | Microsense | Microsense MXE | 7907006 | 7907006000100 | 6 | [7 empty] | P | 2005-06-01 |  | Standard Conversion | Signals
7 | Vehicle Detector | Microwave Vehicle Detector | Generic | Microwave Vehilcle Detector | 7907007 | 7907007000100 | 7 | [7 empty] | P | 2005-06-01 |  | Standard Conversion | Signals
7 | Vehicle Detector | Microwave Vehicle Detector | AGD | AGD 200 Microwave Vehilcle Detector | 7907007 | 7907007000100 | 7 | [7 empty] | P | 2005-06-01 |  | Standard Conversion | Signals
8 | Vehicle Detector | Microwave/Radar (MVD) | Generic |  | 7907008 | 7907008000100 | 8 | [7 empty] | P | 2005-06-01 |  | Standard Conversion | Signals
14 | Vehicle Detector | Microwave/Radar (MVD) | Generic |  | 7907014 | 7907014000100 | 14 | [7 empty] | P | 2005-06-01 |  | Standard Conversion | Signals
25 | Vehicle Detector | Microwave/Radar (MVD) | Generic |  | 7907025 | 7907025000100 | 25 | [7 empty] | P | 2005-06-01 |  | Standard Conversion | Signals
120 | Loop Detector |  | Generic |  | 7907120 | 7907120000100 | 120 | [7 empty] | P | 2005-06-01 |  | Standard Conversion | Signals
15 | Cableless Link Unit (CLU) |  | Generic |  | 7908015 | 7908015000100 | 15 | [7 empty] | P | 2005-06-01 |  | Standard Conversion | Signals
40 | Cableless Link Unit (CLU) |  | Generic |  | 7908040 | 7908040000100 | 40 | [7 empty] | P | 2005-06-01 |  | Standard Conversion | Signals
50 | Cableless Link Unit (CLU) |  | Generic |  | 7908050 | 7908050000100 | 50 | [7 empty] | P | 2005-06-01 |  | Standard Conversion | Signals
6 | Lamp Monitoring Unit (LMU) |  | Generic |  | 7909006 | 7909006000100 | 6 | [7 empty] | P | 2005-06-01 |  | Standard Conversion | Signals
1 | Outstation Monitoring Unit (OMU) |  | Siemens | Siemens Smartlink Remote Unit Node Configuration | 7910001 | 7910001000100 | 1 | [7 empty] | T | 2007-10-09 | 2012-02-15 | Standard Conversion | Signals
2 | Outstation Monitoring Unit (OMU) |  | Generic |  | 7910002 | 7910002000100 | 2 | [7 empty] | P | 2005-06-01 |  | Standard Conversion | Signals
7 | Outstation Monitoring Unit (OMU) |  | Generic |  |  | 7910007000100 | 7 | [7 empty] | P | 2008-09-30 |  |  | Signals | 2012-02-15 | Made Permanent
8 | Outstation Monitoring Unit (OMU) |  | Generic |  | 7910008 | 7910008000100 | 8 | [7 empty] | P | 2005-06-01 |  | Standard Conversion | Signals
8 | Outstation Monitoring Unit (OMU) |  | Siemens | 667/1/32600/005 Gemini |  | 7910008000100 | 8 | 17 | 15 | 0.48 |  |  |  |  | P | 2008-10-02 |  |  | Signals
16 | Outstation (Monitoring or Transmission) Unit |  | Peek Traffic Ltd | Chameleon |  | 7910016000100 | 16 | 29 | 25 | 0.53 |  |  |  |  | P | 2008-11-11 |  |  | Signals
17 | Outstation Monitoring Unit (OMU) |  | Peek Traffic Ltd | MIDAS Outstation (IP interface variant) |  | 7910017000100 | 17 | 30 | 25 | 0.57 |  |  |  |  | P | 2008-11-19 |  |  | Signals
23 | Outstation Monitoring Unit (OMU) |  | Peek Traffic Ltd | RM Controller (Ramp Metering Controller) |  | 7910023000100 | 23 | 40 | 32 | 0.59 |  |  |  |  | P | 2008-11-19 |  |  | Signals
25 | Outstation Monitoring Unit (OMU) |  | Generic |  | 7910025 | 7910025000100 | 25 | [7 empty] | P | 2005-06-01 |  | Standard Conversion | Signals
33 | Outstation Monitoring Unit (OMU) |  | Siemens | TC12 |  | 7910033000100 | 33 | 71 | 63 | 0.47 |  |  |  |  | P | 2008-10-06 |  |  | Signals
40 | Outstation Monitoring Unit (OMU) |  | Generic |  | 7910040 | 7910040000100 | 40 | [7 empty] | P | 2005-06-01 |  | Standard Conversion | Signals
50 | Outstation Monitoring Unit (OMU) |  | Generic |  |  | 7910050000100 | 50 | [7 empty] | T | 2008-09-30 | 2012-02-15 |  | Signals
6 | Outstation Transmission Unit (OTU) |  | Generic |  | 7911006 | 7911006000100 | 6 | [7 empty] | P | 2005-06-01 |  | Standard Conversion | Signals
15 | Outstation Transmission Unit (OTU) |  | Generic |  | 7911015 | 7911015000100 | 15 | [7 empty] | P | 2005-06-01 |  | Standard Conversion | Signals
20 | Outstation Transmission Unit (OTU) |  | Generic |  | 7911020 | 7911020000100 | 20 | [7 empty] | P | 2005-06-01 |  | Standard Conversion | Signals
30 | Outstation Transmission Unit (OTU) |  | Generic |  | 7911030 | 7911030000100 | 30 | [7 empty] | P | 2005-06-01 |  | Standard Conversion | Signals
40 | Outstation Transmission Unit (OTU) |  | Generic |  | 7911040 | 7911040000100 | 40 | [7 empty] | P | 2005-06-01 |  | Standard Conversion | Signals
10 | Detector Power Pack Unit (DPU) |  | Generic |  | 7912010 | 7912010000100 | 10 | [7 empty] | P | 2005-06-01 |  | Standard Conversion | Signals
25 | Detector Power Pack Unit (DPU) |  | Generic |  | 7912025 | 7912025000100 | 25 | [7 empty] | P | 2005-06-01 |  | Standard Conversion | Signals
40 | Detector Power Pack Unit (DPU) |  | Generic |  | 7912040 | 7912040000100 | 40 | [7 empty] | P | 2005-06-01 |  | Standard Conversion | Signals
42 | Detector Power Pack Unit (DPU) |  | Generic |  | 7912042 | 7912042000100 | 42 | [7 empty] | P | 2005-06-01 |  | Standard Conversion | Signals
48 | Detector Power Pack Unit (DPU) |  | Generic |  | 7912048 | 7912048000100 | 48 | [7 empty] | P | 2005-06-01 |  | Standard Conversion | Signals
5 | Speed Discrimination Unit |  | Generic |  |  | 7913005000100 | 5 | [7 empty] | T | 2008-07-17 | 2012-02-15 |  | Signals
5 | Speed Discrimination Unit |  | Generic |  |  | 7913010000100 | 10 | [7 empty] | T | 2009-01-23 | 2012-02-15 |  | Signals
10 | Variable Maximum Unit (VMU) |  | Generic |  | 7914010 | 7914010000100 | 10 | [7 empty] | P | 2005-06-01 |  | Standard Conversion | Signals
7 | (MOVA) |  | Generic |  | 7915007 | 7915007000100 | 7 | [7 empty] | P | 2005-06-01 |  | Standard Conversion | Signals
17 | Belisha Beacons |  | Signature Limited | 24V LED NON-FLASH Beacon & 24V DC Transformer |  | 7916017000100 | 18 | 24 | 16 | 0.75 |  |  |  |  | P | 2012-09-19 |  |  | Signals
50 | Belisha Beacon | Tungsten lamp | Generic |  | 7916050 | 7916050000100 | 31 | [7 empty] | P | 2005-06-01 |  | Standard Conversion | Signals
60 | Belisha Beacon | Tungsten lamp | Generic |  | 7916060 | 7916060000100 | 37 | [7 empty] | P | 2005-06-01 |  | Standard Conversion | Signals
100 | Belisha Beacon | Tungsten lamp | Generic |  | 7916100 | 7916100000100 | 62 | [7 empty] | P | 2005-06-01 |  | Standard Conversion | Signals
150 | Belisha Beacon | Tungsten lamp | Generic |  | 7916150 | 7916150000100 | 93 | [7 empty] | P | 2005-06-01 |  | Standard Conversion | Signals
18 | Box Sign | 3 x 6w Fluorescent | Generic |  | 7917018 | 7917018000100 | 36 | [7 empty] | P | 2005-06-01 |  | Standard Conversion | Signals
21 | Box Sign | 3 x 7w Fluorescent | Generic |  | 7917021 | 7917021000100 | 33 | [7 empty] | P | 2005-06-01 |  | Standard Conversion | Signals
50 | School Crossing Patrol Signal | Aspect per Lamp | Generic |  | 7918050 | 7918050000100 | 25 | [7 empty] | P | 2005-06-01 |  | Standard Conversion | Signals
60 | School Crossing Patrol Signal | Aspect per Lamp | Generic |  | 7918060 | 7918060000100 | 30 | [7 empty] | P | 2005-06-01 |  | Standard Conversion | Signals
100 | School Crossing Patrol Signal | Aspect per Lamp | Generic |  | 7918100 | 7918100000100 | 50 | [7 empty] | P | 2005-06-01 |  | Standard Conversion | Signals
150 | School Crossing Patrol Signal | Aspect per Lamp | Generic |  | 7918150 | 7918150000100 | 75 | [7 empty] | P | 2005-06-01 |  | Standard Conversion | Signals
150 | Pole Mounted Responder |  | Generic |  | 7919150 | 7919150000100 | 150 | [7 empty] | P | 2005-06-01 |  | Standard Conversion | Signals
180 | Traffic Counter |  | Generic |  | 7920180 | 7920180000100 | 180 | [7 empty] | P | 2005-06-01 |  | Standard Conversion | Signals
7 | 7 Watts Speed Camera |  | Generic |  | 7921007 | 7921007000100 | 7 | [7 empty] | T | 2008-07-09 | 2012-02-15 | Standard Conversion | Signals
8 | 8 Watts Speed Camera |  | Generic |  | 7921008 | 7921008000100 | 8 | [7 empty] | T | 2008-07-09 | 2012-02-15 | Standard Conversion | Signals
21 | 20 Watt Speed Camera |  | Transport Technology Services | AN287/AN288 |  | 7921021000100 | 21 | 60 | 56 | 0.35 |  |  |  |  | P | 2009-06-04 |  |  | Signals
21 | Speeding camera |  | Truvelo UK Ltd | Combi SMC Speed Camera System |  | 7921021001100 | 21 | 45 | 40 | 47 |  |  |  |  | P | 2011-01-04 |  | N/A | Signals
24 | 24W Speed Camera |  | Redspeed International Ltd | RedFusion Camera Head |  | 7921024000100 | 24 | 41 | 34 | 0.58 |  |  |  |  | P | 2010-08-31 |  | N/A | Signals
25 | 25 Watts Speed Camera |  | Generic |  | 7921025 | 7921025000100 | 25 | [7 empty] | T | 2008-07-09 | 2012-02-15 | Standard Conversion | Signals
37 | Red Light/Speed Camera |  | Serco Intergrated Transport Ltd | Traffic Red light Speed Camera |  | 7921037000100 | 37 | 182 | 179 | 0.2 |  |  |  |  | P | 2011-03-01 |  | N/A | Miscellaneous
40 | 40 Watts Speed Camera |  | Generic |  | 7921040 | 7921040000100 | 40 | [7 empty] | T | 2008-07-09 | 2012-02-15 | Standard Conversion | Signals
40 | Speed Camera |  | Serco Intergrated Transport Ltd | Wet Film Radar Type 24 Speed Camera |  | 7921040001100 | 40 | 111 | 104 | 0.36 |  |  |  |  | P | 2011-03-01 |  | N/A | Miscellaneous
46 | Speeding / Red Light Camera | Single ANPR camera system | Siemens | Safezone single ANPR camera system 667/146300/ETC |  | 7921046000100 | 46 | 66 | 48 | 0.69 |  |  |  |  | P | 2012-09-19 |  |  | Signals
50 | 50 Watt Speed Camera |  | Generic |  |  | 7921050000100 | 50 | [7 empty] | T | 2008-07-17 | 2012-02-15 |  | Signals
50 | Speeding/Red Light Camera |  | Vysionics | ZXIR Entry/Exit Camera (with 1XLED IR Illuminator) |  | 7921050001100 | 46 | 102 | 91 | 0.45 |  |  |  |  | P | 2013-01-16 |  |  | Signals
70 | Speeding / Red Light Camera | Twin ANPR Camera System | Siemens | Safezone twin ANPR Camera system 667/1/46300/ETC |  | 7921070000100 | 69 | 81 | 41 | 0.86 |  |  |  |  | P | 2012-09-19 |  |  | Signals
80 | 80 Watts Speed Camera |  | Generic |  | 7921080 | 7921080000100 | 80 | [7 empty] | T | 2008-07-09 | 2012-02-15 | Standard Conversion | Signals
87 | 87 Watts Speed Camera |  | Generic |  | 7921087 | 7921087000100 | 87 | [7 empty] | T | 2008-07-09 | 2012-02-15 | Standard Conversion | Signals
100 | Speeding/Red Light Camera | For use with Bosch Infra-Red Light SLED20-8BD and ICEE POD | Vysionics | SPECS 3 POD |  | 7921100000100 | 95 | 113 | 61 | 0.84 |  |  |  |  | P | 2012-05-16 |  | N/A | Signals
100 | Speeding / Red Light Camera |  | RedSpeed | RedSpeed Redguard Speedcurb 1 Head (Outstation Cabinet) |  | 7921100001100 | 105 | 143 | 97 | 0.73 |  |  |  |  | P | 2013-02-20 |  |  | Signals
119 | Speed Detection Cabinet |  | Redspeed International Ltd | RedFusion Cabinet |  | 7921119000100 | 119 | 156 | 100 | 0.76 |  |  |  |  | P | 2010-08-31 |  | N/A | Signals | 2010-11-02 | Corrected to "Signals"
120 | Speeding / Red Light Camera |  | RedSpeed | RedSpeed Redguard Speedcurb 2 Head (Outstation Cabinet) |  | 7921120000100 | 120 | 158 | 103 | 0.76 |  |  |  |  | P | 2013-02-20 |  |  | Signals
500 | Camera - Speeding / Red Light |  | Redspeed International Ltd | Outstation (Entire) Dual Lane UK Spec |  | 7921185000100 | 185 | [7 empty] | T | 2008-09-15 | 2012-02-15 |  | Signals
500 | Camera - Speeding / Red Light |  | Redspeed International Ltd | Outstation (Entire) Twin Head UK Spec |  | 7921200000100 | 200 | [7 empty] | T | 2008-09-15 | 2012-02-15 |  | Signals
450 | Camera - Speeding / Red Light |  | Watchman | Watchman Traffic Calming Camera |  | 7921450000100 | 450 | [7 empty] | T | 2008-10-08 | 2012-02-15 |  | Signals
500 | Camera - Speeding / Red Light |  | Generic |  | 7921500 | 7921500000100 | 500 | [7 empty] | P | 2005-06-01 |  | Standard Conversion | Signals
10 | Motorway Overhead Gantry |  | Dambach UK Ltd | Prism Sign Controller |  | 7922010000100 | 10 | 27 | 25 | 0.38 |  |  |  |  | P | 2010-06-01 |  |  | Signals
200 | Motorway Overhead Gantry | Per signal face 200w | Generic |  | 7922200 | 7922200000100 | 200 | [7 empty] | P | 2005-06-01 |  | Standard Conversion | Signals
400 | Motorway Overhead Gantry | Per signal face 400w | Generic |  | 7922400 | 7922400000100 | 400 | [7 empty] | P | 2005-06-01 |  | Standard Conversion | Signals
42 | Ticket Machine |  | Generic |  | 7923042 | 7923042000100 | 42 | [7 empty] | P | 2005-06-01 |  | Standard Conversion | Signals
25 | Pedestrian Control (dimmed) | Tungsten Wait signal / Push Button | Generic | “WAIT” Signals | 7924025 | 7924025000100 | 5 |  |  |  | 4 |  |  |  | P | 2005-06-01 |  | Standard Conversion | Signals
40 | Pedestrian Control (dimmed) | Tungsten Wait signal / Push Button | Generic | “WAIT” Signals | 7924040 | 7924040000100 | 8 |  |  |  | 5 |  |  |  | P | 2005-06-01 |  | Standard Conversion | Signals
50 | Pedestrian Control (dimmed) | Tungsten Wait signal / Push Button | Generic | “WAIT” Signals | 7924050 | 7924050000100 | 10 |  |  |  | 7 |  |  |  | P | 2005-06-01 |  | Standard Conversion | Signals
65 | Pedestrian Control (dimmed) | Tungsten Wait signal / Push Button | Generic | “WAIT” Signals |  | 7924065000100 | 13 |  |  |  | 9 |  |  |  | P | 2008-12-01 |  |  | Signals | 2012-02-15 | Made Permanent
6 | Vehicle Activated Warning Sign | LED | Westcotec | LED Vehicle Activated Sign |  | 7925006000100 | 6 | [7 empty] | T | 2008-11-28 | 2012-02-15 |  | Signals
10 | Vehicle Activated Warning Sign | LED | Generic | LED Traffic Warning Sign | 7925010 | 7925010000100 | 10 | [7 empty] | P | 2008-02-01 |  | Standard Conversion | Signals
10 | Vehicle Activated Warning Sign | LED | Gensol/Dambach UK Ltd/Unipart Rail Dorman | Gensol - LED Traffic Warning Sign | 7925010 | 7925010000100 | 10 | [7 empty] | P | 2008-02-01 |  | Standard Conversion | Signals
10 | Vehicle Activated Warning Sign |  | Gensol/Dambach UK Ltd/Unipart Rail Dorman | Gensol/Dambach UK/Unipart Rail Dorman- LED Traffic Warning Sign |  | 7925010000100 | 10 | 25 | 22 | 0.45 |  |  |  |  | P | 2010-06-01 |  |  | Signals
10 | Speed Warning Signs |  | Simmonsigns | Post-IS Speed Watch (Speed Activated Warning Sign) (Dimmed) |  | 7925010001100 | 10 | 24 | 20 | 0.54 | 7.1 | 20 | 18 | 0.36 | P | 2013-03-20 |  |  | Signals
65 | Pedestrian Control (dimmed) | Tungsten Wait signal / Push Button | Generic | “WAIT” Signals | 7925065 | 7925065000100 | [8 empty] | Superseded by 79 24 065 000 100 | 2005-06-01 | 2008-12-01 | Standard Conversion | Signals
250 | Variable Message Sign | LED | VMS Ltd | Electronic LED Message Sign | 7926250 | 7926250000100 | 250 | [7 empty] | T | 2007-11-06 | 2012-02-15 | Standard Conversion | Signals
50 | Vehicle Aspect - Filter lamp (undimmed) | Green filter | Generic |  |  | 7927050000100 | 10 | [7 empty] | P | 2008-10-29 |  |  | Signals | 2012-02-15 | Made Permanent
65 | Vehicle Aspect - Filter lamp (undimmed) | Green filter | Generic |  |  | 7927065000100 | 13 | [7 empty] | P | 2008-10-29 |  |  | Signals | 2012-02-15 | Made Permanent
50 | Vehicle Aspect - Filter lamp (dimmed) | Green filter | Generic |  |  | 7928050000100 | 10 |  |  |  | 7 |  |  |  | P | 2008-10-29 |  |  | Signals | 2012-02-15 | Made Permanent
65 | Vehicle Aspect - Filter lamp (dimmed) | Green filter | Generic |  |  | 7928065000100 | 13 |  |  |  | 9 |  |  |  | P | 2008-10-29 |  |  | Signals | 2012-02-15 | Made Permanent
17 | DFS 700 (Vehicle Activated Sign) – Dimmed Activated | LED | 3M Centre | DFS 700 |  | 7929011000100 | 11 | 16 | 11 | 0.72 | 10 | 14 | 10 | 0.73 | P | 2009-03-20 |  |  | Signals
5 | Ambient Light Monitor |  | Highways Agency |  | 7930005 | 7930005000100 | 5 | [7 empty] | P | 2005-06-01 |  | Standard Conversion | Signals
18 | Meteorology Fog Detector |  | Generic |  | 7930018 | 7930018000100 | 18 | [7 empty] | P | 2005-06-01 |  | Standard Conversion | Signals
80 | Meteorology Anemometer |  | Generic |  | 7930080 | 7930080000100 | 80 | [7 empty] | P | 2005-06-01 |  | Standard Conversion | Signals
100 | Meteorology Ice Detector |  | Generic |  | 7930100 | 7930100000100 | 100 | [7 empty] | P | 2005-06-01 |  | Standard Conversion | Signals
100 | Supply Cabinet | For use with SPECS 3 POD and Bosch Infra-Red Light SLED20-8BD | Vysionics | ICEE POD Cabinet |  | 7931100000100 | 33 | 37 | 17 | 0.89 |  |  |  |  | P | 2012-05-16 |  | N/A | Signals
180 | Supply Cabinet |  | Highways Agency | 600 / 617 Cabinet | 7931180 | 7931180000100 | 180 | [7 empty] | P | 2005-06-01 |  | Standard Conversion | Signals
18 | CCTV Equipment | Camera and Power Supply Unit | Chubb Systems | Chubb Fixed Camera and Power Supply Unit |  | 7932018000100 | 18 | 18 | 3 | 0.99 |  |  |  |  | P | 2010-10-05 |  | N/A | Signals
21 | CCTV Camera | Camera & Fibre Optic Communication | Graham First Communications Ltd | ES31CBW24-5N-X (Camera) ; FVT-1010S1SHR (Comm Network) |  | 7932021000100 | 23 | 35 | 26 | 0.66 |  |  |  |  | P | 2010-11-30 |  | N/A | Signals
30 | CCTV Camera |  | Generic |  | 7932030 | 7932030000100 | 30 | [7 empty] | P | 2005-06-01 |  | Standard Conversion | Signals
35 | CCTV Camera |  | Pelco Spectra | Pelco Spectra TV Camera | 7932035 | 7932035000100 | 35 | [7 empty] | T | 2007-10-11 | 2012-02-15 | Standard Conversion | Signals
40 | CCTV Camera | Camera Unit Only | Simulation-Systems | SSL CCTV (No Communication Equipment included as part of the charge code). |  | 7932040000100 | [8 empty] | Superseded by 870 0040 000 100 | 2008-09-22 | 2008-11-28 |  | Signals
330 | CCTV Outstation |  | Highways Agency |  | 7932330 | 7932330000100 | 330 | [7 empty] | P | 2005-06-01 |  | Standard Conversion | Signals
50 | Audio |  | Highways Agency |  | 7933050 | 7933050000100 | 50 | [7 empty] | P | 2005-06-01 |  | Standard Conversion | Signals
2 | Radio Equipment |  | Siemens | Siemens Smartlink Repeater Node Configuration | 7934002 | 7934002000100 | 2 | [7 empty] | P | 2007-10-09 |  | Standard Conversion | Signals | 2012-02-15 | Made Permanent
5 | Radio Equipment |  | Siemens | Siemens Smartlink End Node Configuration | 7934005 | 7934005000100 | 5 | [7 empty] | P | 2007-10-09 |  | Standard Conversion | Signals | 2012-02-15 | Made Permanent
6 | Radio Equipment |  | Siemens | Siemens Smartlink Centre Node Configuration | 7934006 | 7934006000100 | 6 | [7 empty] | P | 2007-10-09 |  | Standard Conversion | Signals | 2012-02-15 | Made Permanent
8 | Radio Equipment |  | Siemens | Siemens Smartlink Gateway Configuration | 7934008 | 7934008000100 | 8 | [7 empty] | P | 2007-10-09 |  | Standard Conversion | Signals | 2012-02-15 | Made Permanent
150 | Radio Equipment |  | Generic |  | 7934150 | 7934150000100 | 150 | [7 empty] | P | 2005-06-01 |  | Standard Conversion | Signals
240 | Telephone Equipment |  | Highways Agency | NMCS2 Telephone Transponder | 7935240 | 7935240000100 | 240 | [7 empty] | P | 2005-06-01 |  | Standard Conversion | Signals
250 | Telephone Equipment |  | Highways Agency | Telephone Bridging Unit | 7935250 | 7935250000100 | 250 | [7 empty] | P | 2005-06-01 |  | Standard Conversion | Signals
1 | Modem for Traffic Signal Fault Log Monitoring |  | GATETEL | Modem for Traffic Signal Fault Log Monitoring: EZ863-GPS. |  | 7936001000100 | 1 | [7 empty] | P | 2011-08-30 |  | N/A | Signals
5 | Traffic Signal Equipment | Communications equipment Modem (plus 25% uplift for rectifier) | Alcatel Lucent | ASMI 31 Modem |  | 7936005000100 | 6.3 | 6.3 | 0 | 1 |  |  |  |  | P | 2010-08-05 |  | N/A | Signals
6 | Traffic Signal Equipment | Communications equipment Modem (plus 25% uplift for rectifier) | Alcatel Lucent | ASMI 52 L Modem |  | 7936006000100 | 8 | 8 | 0 | 1 |  |  |  |  | P | 2010-08-05 |  | N/A | Signals
6 | Traffic Signal Equipment | Communications equipment Video Multiplexer (plus 25% uplift for rectifier) | Alcatel Lucent | AMG 3711 E Video Multiplexer |  | 7936006001100 | 8 | 8 | 0 | 1 |  |  |  |  | P | 2010-08-05 |  | N/A | Signals
7 | Traffic Signal Equipment | Communications equipment Video Multiplexer (plus 25% uplift for rectifier) | Alcatel Lucent | AMG 3738 D Video Multiplexer |  | 7936007000100 | 9 | 9 | 0 | 1 |  |  |  |  | P | 2010-08-05 |  | N/A | Signals
8 | Traffic Signal Equipment | Communications equipment router (plus 25% uplift for rectifier) | Alcatel Lucent | Telindus 1423 router |  | 7936008000100 | 10 | 10 | 0 | 1 |  |  |  |  | P | 2010-08-05 |  | N/A | Signals
9 | Motorway Communications Equipment | MIDAS-IP Outstation | Siemens | Siemens MIDAS-IP: 667/1/32500/000 HA Number: MIDAS-0034-1-SPC |  | 7936009000100 | 9 | 25 | 23 | 0.37 |  |  |  |  | P | 2008-09-30 |  |  | Signals
9 | Traffic Signal Equipment | Communications equipment Modem (plus 25% uplift for rectifier) | Alcatel Lucent | ASMI 52 Modem |  | 7936009001100 | 11 | 11 | 0 | 1 |  |  |  |  | P | 2010-08-05 |  | N/A | Signals
9 | Communications Equipment |  | Actelis Networks | ML622i |  | 7936009002100 | 6 | 18 | 16 | 0.36 |  |  |  |  | P | 2012-06-21 |  |  | Signals
9 | Communications Equipment |  | Cisco | Cisco 881 Modem |  | 7936009003100 | 7 | 20 | 19 | 0.34 |  |  |  |  | P | 2012-09-19 |  |  | Signals
12 | Communications Equipment |  | Actelis Networks | ML624 |  | 7936012000100 | 10 | 30 | 28 | 0.34 |  |  |  |  | P | 2012-06-21 |  |  | Signals
14 | Traffic Signal Equipment | Communications equipment alarm unit (plus 25% uplift for rectifier) | Alcatel Lucent | TEXEL VE5000 Alarm Unit |  | 7936014000100 | 18 | 18 | 0 | 1 |  |  |  |  | P | 2010-08-05 |  | N/A | Signals
15 | Traffic Signal Equipment | Communications equipment video encoder (plus 25% uplift for rectifier) | Alcatel Lucent | Cellstack SOLO |  | 7936015000100 | 19 | 19 | 0 | 1 |  |  |  |  | P | 2010-08-05 |  | N/A | Signals
15 | Communications Equipment |  | Actelis Networks | ML628 |  | 7936015001100 | 13 | 36 | 34 | 0.35 |  |  |  |  | P | 2012-06-21 |  |  | Signals
22 | Communications equipment |  | Alcatel Lucent | 7210 SAS-D ETR |  | 7936022000100 | 22 | 40 | 33 | 0.54 |  |  |  |  | P | 2012-06-21 |  |  | Signals
25 | Communications Equipment |  | Highways Agency | EMI / EMS Driver | 7936025 | 7936025000100 | 25 | [7 empty] | P | 2005-06-01 |  | Standard Conversion | Signals
30 | Communications Equipment |  | Highways Agency | NMCS1 Signal Controller (3 Way) / VMS Driver / Signal Power Unit 2 or 3 Way | 7936030 | 7936030000100 | 30 | [7 empty] | P | 2005-06-01 |  | Standard Conversion | Signals
30 | Traffic Signal Equipment | Communications equipment LAN (plus 25% uplift for rectifier) | Alcatel Lucent | Omniswitch 6855-14 Ethernet LAN |  | 7936030001100 | 38 | 38 | 0 | 1 |  |  |  |  | P | 2010-08-05 |  | N/A | Signals
30 | Motorway Signs Control Equipment | 1 DL5432-700 PSU, 1 DL5432-10 Translator and 1 AMSI 52 Modem or 2 1423 Modems | Simulation Systems | SSL IPT (1 DL5432-10 Translator) |  | 7936030002100 | 30 | 64 | 56 | 0.46 |  |  |  |  | P | 2011-02-15 |  | N/A | Signals
36 | Communications Equipment |  | Highways Agency | NMCS2 Signal Driver | 7936036 | 7936036000100 | 36 | [7 empty] | P | 2005-06-01 |  | Standard Conversion | Signals
37 | Motorway Signs Control Equipment | 1 DL5432-700 PSU, 2 DL5432-10 Translators and 1 AMSI 52 Modem or 2 1423 Modems | Simulation Systems | SSL IPT (2 DL5432-10 Translators) |  | 7936037000100 | 37 | 79 | 70 | 0.47 |  |  |  |  | P | 2011-02-15 |  | N/A | Signals
40 | Communications Equipment |  | Highways Agency | NMCS2 MIDAS Transponder | 7936040 | 7936040000100 | 40 | [7 empty] | P | 2005-06-01 |  | Standard Conversion | Signals
50 | Communications Equipment |  | Highways Agency | NMCS1 Signal Switch / Regional Communications Controller | 7936050 | 7936050000100 | 50 | [7 empty] | P | 2005-06-01 |  | Standard Conversion | Signals
60 | Communications Equipment |  | Highways Agency | Mini Carrier Terminal | 7936060 | 7936060000100 | 60 | [7 empty] | P | 2005-06-01 |  | Standard Conversion | Signals
69 | Communications equipment |  | Alcatel Lucent | 7210 SAS-M (10Gig E) |  | 7936069000100 | 68 | 73 | 27 | 0.93 |  |  |  |  | P | 2012-06-21 |  |  | Signals
75 | Communications Equipment |  | Highways Agency | NMCS2 MIDAS Outstation | 7936075 | 7936075000100 | 75 | [7 empty] | P | 2005-06-01 |  | Standard Conversion | Signals
80 | Communications Equipment |  | Highways Agency | Main Line Carrier Terminal | 7936080 | 7936080000100 | 80 | [7 empty] | P | 2005-06-01 |  | Standard Conversion | Signals
82 | Traffic Signal Equipment | Communications equipment LAN (plus 25% uplift for rectifier) | Alcatel Lucent | ALU OS6850 Ethernet LAN |  | 7936082000100 | 103 | 103 | 0 | 1 |  |  |  |  | P | 2010-08-05 |  | N/A | Signals
100 | Communications Equipment |  | Highways Agency | Main Line Carrier Repeater | 7936100 | 7936100000100 | 100 | [7 empty] | P | 2005-06-01 |  | Standard Conversion | Signals
120 | Communications Equipment |  | Highways Agency | Modem Equipment | 7936120 | 7936120000100 | 120 | [7 empty] | P | 2005-06-01 |  | Standard Conversion | Signals
145 | Communications Equipment |  | Highways Agency | NMCS2 Signal Transponder | 7936145 | 7936145000100 | 145 | [7 empty] | P | 2005-06-01 |  | Standard Conversion | Signals
180 | Communications Equipment |  | Highways Agency | Pulse Code Modulator | 7936180 | 7936180000100 | 180 | [7 empty] | P | 2005-06-01 |  | Standard Conversion | Signals
250 | Communications Equipment |  | Highways Agency | Common Interface (2456 / 9334) / Private Wire Interface / NMCS1 Responder | 7936250 | 7936250000100 | 250 | [7 empty] | P | 2005-06-01 |  | Standard Conversion | Signals
500 | Communications Equipment |  | Highways Agency | Transmission Station Battery Backup | 7936500 | 7936500000100 | 500 | [7 empty] | P | 2005-06-01 |  | Standard Conversion | Signals
0.48 | Pedestrian Control |  | AGD | AGD921 Push Button Unit |  | 7938001000100 | 0.48 | [7 empty] | T | 2009-07-01 | 2010-12-07 |  | Signals | 2010-12-07 | Withdrawn by manufacturer
6 | LED Wait Signal/Push Button (undimmed) |  | Solutions LED | 6W GLS LED Bulb |  | 7938006000100 | 1.7 | 4 | 4 | 0.41 |  |  |  |  | P | 2011-02-15 |  | N/A | Signals
4 | Pedestrian Control |  | AGD | AGD 941 Pedestrian Demand Unit |  | 7939004000100 | 0.81 | 0.94 | 0.49 | 0.86 | 0.18 | 0.24 | 0.17 | 0.73 | P | 2010-08-31 |  | N/A | Signals
4 | LED Wait Signal/Push Button (dimmed) |  | AGD | 941-66x Pedestrian Demand Unit (Updated version incorporating PCB CB-281) |  | 7939004001100 | 1.1 | 1.1 | 0.4 | 0.95 | 0.3 | 0.3 | 0.1 | 0.94 | P | 2013-02-20 |  |  | Signals
7 | LED Wait Signal/Push Button (dimmed) |  | Telent | ELV LED MKII Wait Lamp |  | 7939007000100 | 1.35 | 1.68 | 1 | 0.81 | 0.64 | 0.79 | 0 | 0.8 | P | 2011-01-04 |  | N/A | Signals
8 | Pedestrian Control |  | AGD | AGD 941 Pedestrian Demand Unit | 7939008 | 7939008000100 | 8 |  |  |  | 9 |  |  |  | Superseded by 79 39 004 000 100 | 2008-03-01 | 2010-08-31 | Standard Conversion | Signals
8 | Pedestrian Control |  | AGD | AGD 941 Pedestrian Demand Unit (from S/no. -00001 to -03282) |  | 7939008000100 | 8 |  |  |  | 9 |  |  |  |  | 2008-03-01 |  | Standard Conversion | Signals
9 | Nearside Wait | LED | Siemens | 667/1/30210/100 |  | 7939009000100 | 12 | 46 | 45 | 0.25 | 9 | 19 | 16 | 0.5 | P | 2009-02-23 |  |  | Signals
9 | Nearside Demand Indicator | LED | Siemens | 667/1/30675/101 |  | 7939009001100 | 9 | 18 | 15 | 0.49 | 9 | 46 | 49 | 0.21 | P | 2009-02-23 |  |  | Signals
9 | Pedestrian Control | Pelican | AGD | AGD 924 PELICAN Pedestrian Demand Unit & Wait Signal |  | 7939009002100 | 1.8 | 2.52 | 1.77 | 0.71 | 0.53 | 0.76 | 0.55 | 0.7 | P | 2010-08-31 |  | N/A | Signals
9 | LED Wait Signal/Push Button (dimmed) |  | AGD | 924 PELICAN Pedestrian Demand Unit & Wait Signal (Updated version incorporating PCB CB-277) |  | 7939009003100 | 2.4 | 2.4 | 0 | 1 | 0.5 | 0.6 | 0.1 | 0.96 | P | 2013-02-20 |  |  | Signals
11 | Pedestrian Control | Pelican | AGD | AGD 924 PELICAN Pedestrian Signal | 7939011 | 7939011000100 | 11 |  |  |  | 10 |  |  |  | Superseded by 79 39 009 002 100 | 2008-03-01 | 2010-08-31 | Standard Conversion | Signals
11 | Pedestrian Control | Pelican | AGD | AGD 924 PELICAN Pedestrian Signal (from S/No. -00001 to -01661) |  | 7939011000100 | 11 |  |  |  | 10 |  |  |  |  | 2008-03-01 |  | Standard Conversion | Signals
11 | LED Wait Signal / Push Button (dimmed) |  | AGD | SA-146 |  | 7939011001100 | 4.1 | 4.2 | 0.9 | 0.98 | 1 | 1 | 0.2 | 0.97 | P | 2012-12-19 |  |  | Signals
12 | Pedestrian Control (dimmed) | LED | Peek Traffic Ltd | Elite 230VAC CLS LED Pedestrian / Equestrian |  | 7939012000100 | 12 | 13 | 3 | 0.97 | 5 | 6 | 2 | 0.97 | P | 2008-10-15 |  |  | Signals
13 | Pedestrian Control | Puffin | AGD | AGD 920 / 940 PUFFIN Near Side Pedestrian Signal | 7939013 | 7939013000100 | 13 |  |  |  | 11 |  |  |  | Superseded by 79 55 009 002 100 | 2008-03-01 | 2010-08-31 | Standard Conversion | Signals
13 | Pedestrian Control | Puffin | AGD | AGD 920 (from S/no. -06723 to -08837)/ AGD 940 (from S/no. -00002 to -01202) PUFFIN Near Side Pedestrian Signal |  | 7939013000100 | 13 |  |  |  | 11 |  |  |  |  | 2008-03-01 |  | Standard Conversion | Signals
18 | Pedestrian Control |  | Thermotor | Pedestrian Crossing Demand Unit | 7939018 | 7939018000100 | 18 |  |  |  | 4 |  |  |  | T | 2007-10-12 | 2012-02-15 | Standard Conversion | Signals
9 | LED 3 lamp aspect (undimmed) |  | Peek Traffic Ltd | Elite TLED 230V/48V |  | 7940009000100 | 3 | 3 | 1 | 0.98 |  |  |  |  | P | 2012-06-21 |  |  | Signals
| Vehicle Aspect - 3 lamp (undimmed) | LED | Visilogue Ltd | 3 Lamp Aspect Undimmed | 7940014 | 7940014000100 | [8 empty] | Superseded by 79 40 014 000 100 | 2008-09-11 | 2008-09-11 | Standard Conversion | Signals
14 | Vehicle Aspect - 3 lamp (undimmed) | LED | Visilogue Ltd | 3 Lamp Aspect Undimmed | 7940014 | 7940014000100 | 5 | 18 |  | 0.26 |  |  |  |  | P | 2008-09-11 |  |  | Signals
18 | LED 3 lamp aspect (undimmed) |  | Peek Traffic Ltd | Elite TLED 230V + LEM(TRX) |  | 7940018000100 | 7 | 9 | 6 | 0.76 |  |  |  |  | P | 2012-06-21 |  |  | Signals
23 | LED 3 Lamp Aspect |  | Generic |  |  | 7940023000100 | 23 | [7 empty] | P | 2008-07-17 |  |  | Signals | 2012-02-15 | Made Permanent
26 | LED 3 lamp aspect (undimmed) |  | Peek Traffic Ltd | Elite TLED 230V + LEM(ST800/900) |  | 7940026000100 | 10 | 12 | 7 | 0.8 |  |  |  |  | P | 2012-06-21 |  |  | Signals
18 | LED 3 lamp aspect (dimmed) |  | Peek Traffic Ltd | Elite TLED 230V + LEM(TRX) |  | 7941008001100 | 7 | 9 | 6 | 0.76 | 4 | 5 | 3 | 0.78 | P | 2012-06-21 |  |  | Signals
9 | LED 3 lamp aspect (dimmed) |  | Peek Traffic Ltd | Elite TLED 48V/230V |  | 7941009000100 | 3 | 3 | 1 | 0.98 | 1 | 1 | 0 | 0.97 | P | 2012-06-21 |  |  | Signals
11 | Vehicle Aspect - 3 lamp (dimmed) |  | Peek Traffic Ltd | Peek ELV CLS traffic signal head |  | 7941011000100 | 3 | 3 | 0.3 | 0.99 | 2 | 2 | 0.15 | 0.99 | P | 2010-03-31 |  |  | Signals
12 | Vehicle Aspect - 3 lamp (dimmed) | LED | Siemens | Helios ELV CLS traffic signal head Part Number: 667/1/33500/ETC |  | 7941012000100 | 4 | 4 | 1 | 1 | 1 | 1 | 0 | 0.98 | P | 2008-10-03 |  |  | Signals
12 | LED 3 lamp aspect (dimmed) |  | Visilogue Ltd | Visilogue 3-aspect traffic signal head (dimmed) |  | 7941012001100 | 4 | 4 | 1 | 0.96 | 1 | 1 | 0.3 | 0.96 | P | 2010-06-01 |  |  | Signals
13 | Vehicle Aspect - 3 lamp (dimmed) | LED | Peek Traffic Ltd | Elite 230VAC CLS LED / Elite 230VAC CLS LED Toucan |  | 7941013000100 | 4 | 4 | 1 | 0.97 | 2 | 2 | 1 | 0.97 | P | 2008-10-14 |  |  | Signals
| Vehicle Aspect - 3 lamp (dimmed) | LED | Visilogue Ltd | Visilogue 3 Lamp Aspect Dimmed | 7941014 | 7941014000100 | [8 empty] | Superseded by 79 41 014 000 100 | 2008-09-11 | 2008-09-11 | Standard Conversion | Signals
14 | Vehicle Aspect - 3 lamp (dimmed) | LED | Visilogue Ltd | 3 Lamp Aspect Dimmed | 7941014 | 7941014000100 | 5 | 18 |  | 0.26 | 3 | 18 |  | 0.19 | P | 2008-09-11 |  |  | Signals
14 | Vehicle Aspect - 3 lamp (dimmed) | LED | TSEU | TSEU LED 3G | 7941014 | 7941014001100 | 5 | 5 |  | 0.99 | 1 | 1 |  | 0.94 | P | 2008-09-11 |  | Non-Standard Conversion | Signals
14 | LED 3 lamp aspect (dimmed) | LED | Aldridge Traffic | Aldridge 3 Aspect LED Traffic Signal LV |  | 7941014002100 | 5 | 5 | 1 | 0.97 | 2 | 3 | 1 | 0.97 | P | 2010-10-05 |  | N/A | Signals
14 | LED 3 lamp aspect (dimmed) | LED | Aldridge Traffic | Aldridge 3 Aspect LED Traffic Signal Extra Low Voltage |  | 7941014003100 | 5 | 5 | 1 | 0.98 | 2 | 2 | 1 | 0.97 | P | 2010-11-02 |  | N/A | Signals
15 | Vehicle Aspect - 3 lamp (dimmed) | LED | Siemens | Helios CLS (LV) traffic signal head |  | 7941015000100 | 5 | 5 | 1 | 0.99 | 1 | 1 | 0 | 0.94 | P | 2008-10-15 |  |  | Signals
18 | Vehicle Aspect - 3 lamp (dimmed) | LED | Traffic Engineering Systems Limited | Lamp Monitorable LED Traffic Signal Aspects for use with Siemens or Microsense traffic signal controllers |  | 7941018000100 | 6 | 9 | 6 | 0.7 | 2 | 4 | 3 | 0.57 | P | 2011-02-01 |  | N/A | Signals
24 | LED 3 lamp aspect (dimmed) | LED | Aldridge Traffic | Aldridge 3 Aspect LED Traffic Signal LV, Dummy Load |  | 7941024000100 | 9 | 10 | 4 | 0.93 | 4 | 5 | 2 | 0.9 | P | 2010-10-05 |  | N/A | Signals
26 | LED 3 lamp aspect (dimmed) |  | Peek Traffic Ltd | Elite TLED 230V + LEM(ST800/900) |  | 7941026000100 | 10 | 12 | 7 | 0.8 | 6 | 7 | 4 | 0.82 | P | 2012-06-21 |  |  | Signals
27 | Vehicle Aspect - 3 lamp (dimmed) | LED | Telent | 4G LV with HEU |  | 7941027000100 | 10 | 12 | 7 | 0.8 | 5 | 6 | 4 | 0.76 | P | 2010-08-31 |  | N/A | Signals
28 | Vehicle Aspect - 3 lamp (dimmed) | LED | Siemens | 3-aspect LED signal head with dimming | 7941028 | 7941028000100 | 10 |  |  |  | 4 |  |  |  | P | 2008-05-01 |  | Standard Conversion | Signals | 2012-02-15 | Made Permanent
28 | Vehicle Aspect - 3 lamp (dimmed) | LED | Traffic Engineering Systems Limited | Lamp Monitorable LED Traffic Signal Aspects for use with Peek traffic signal controllers and other types of controller manufactured by companies other than Siemens or Microsense |  | 7941028001100 | 10 | 18 | 15 | 0.54 | 4 | 9 | 8 | 0.48 | P | 2011-02-01 |  | N/A | Signals
29 | Vehicle Aspect - 3 lamp (dimmed) | Red/Amber/Green | Peek Traffic Ltd | Elite CLS signal with Lamp Emulation Module |  | 7941029000100 | 11 | 13 | 7 | 0.81 | 5 | 7 | 4 | 0.78 | P | 2010-08-31 |  | N/A | Signals
34 | Vehicle Aspect - 3 lamp (dimmed) | LED | Siemens | Helios CLS (LV) traffic signal head with Lamp Monitoring Facility (LMF) |  | 7941034000100 | 11 | 12 | 4 | 0.94 | 5 | 6 | 3 | 0.87 | P | 2008-10-15 |  |  | Signals
9 | LED 2 lamp aspect (undimmed) |  | Peek Traffic Ltd | Elite TLED 48V/230V |  | 7942009000100 | 5 | 5 | 1 | 0.98 |  |  |  |  | P | 2012-06-21 |  |  | Signals
14 | Vehicle Aspect - 2 lamp (undimmed) | LED | Visilogue Ltd | 2 Lamp Aspect Undimmed | 7942014 | 7942014000100 | 7 | 26 |  | 0.26 |  |  |  |  | P | 2008-09-11 |  |  | Signals
18 | LED 2 lamp aspect (undimmed) |  | Peek Traffic Ltd | Elite TLED 230V + LEM(TRX) |  | 7942018000100 | 10 | 13 | 8 | 0.76 |  |  |  |  | P | 2012-06-21 |  |  | Signals
26 | LED 2 lamp aspect (undimmed) |  | Peek Traffic Ltd | Elite TLED 230V + LEM(ST800/900) |  | 7942026000100 | 14 | 17 | 10 | 0.8 |  |  |  |  | P | 2012-06-21 |  |  | Signals
9 | LED 2 lamp aspect (dimmed) |  | Peek Traffic Ltd | Elite TLED 48V/230V |  | 7943009000100 | 5 | 5 | 1 | 0.98 | 2 | 2 | 0 | 0.98 | P | 2012-06-21 |  |  | Signals
10 | LED 2 lamp aspect (dimmed) |  | Peek Traffic Ltd | Elite CLS ELV (48V) 2 Lamp Aspect Pedestrian Signal - with dimming |  | 7943010000100 | 10 | 10 | 1 | 0.99 | 4 | 4 | 1 | 0.99 | P | 2012-04-18 |  |  | Signals
12 | LED Vehicle Aspect - 2 lamp (dimmed) | LED | Siemens | Helios ELV CLS traffic signal head Part Number: 667/1/33500/ETC |  | 7943012000100 | 6 | 6 | 1 | 0.99 | 1 | 2 | 2 | 0.79 | P | 2011-06-06 |  |  | Signals | 2012-08-01 | Date issued added 01/08/2012
13 | LED 2 lamp aspect (dimmed) | LED | Aldridge Traffic | Aldridge 2 Aspect LED Traffic Signal LV |  | 7943013000100 | 8 | 8 | 2 | 0.97 | 4 | 4 | 1 | 0.97 | P | 2010-10-05 |  | N/A | Signals
13 | LED 2 lamp aspect (dimmed) | LED | Aldridge Traffic | Aldridge 2 Aspect LED Traffic Signal Extra Low Voltage |  | 7943013001100 | 8 | 8 | 2 | 0.98 | 4 | 4 | 1 | 0.98 | P | 2010-11-02 |  | N/A | Signals
14 | Vehicle Aspect - 2 lamp (dimmed) | LED | Visilogue Ltd | 2 Lamp Aspect Dimmed | 7943014 | 7943014000100 | 7 | 26 |  | 0.26 | 5 | 26 |  | 0.18 | P | 2008-09-11 |  |  | Signals
15 | LEDVehicle Aspect - 2 lamp (dimmed) | LED | Siemens | Helios CLS (LV) traffic signal head |  | 7943015000100 | 7 | 8 | 1 | 0.989 | 2 | 2 | 3 | 0.99 | P | 2011-06-06 |  |  | Signals | 2012-08-01 | Date issued added 01/08/2012
18 | LED 2 lamp aspect (dimmed) |  | Peek Traffic Ltd | Elite TLED 230V + LEM(TRX) |  | 7943018000100 | 10 | 13 | 8 | 0.76 | 6 | 8 | 5 | 0.78 | P | 2012-06-21 |  |  | Signals
23 | LED 2 lamp aspect (dimmed) | LED | Aldridge Traffic | Aldridge 2 Aspect LED Traffic Signal LV, Dummy Load |  | 7943023000100 | 13 | 14 | 5 | 0.93 | 6 | 7 | 3 | 0.91 | P | 2010-10-05 |  | N/A | Signals
26 | LED 2 lamp aspect (dimmed) |  | Peek Traffic Ltd | Elite TLED 230V + LEM(ST800/900) |  | 7943026000100 | 14 | 17 | 10 | 0.8 | 8 | 10 | 6 | 0.82 | P | 2012-06-21 |  |  | Signals
34 | LED Vehicle Aspect - 2 lamp (dimmed) | LED | Siemens | Helios CLS (LV) traffic signal head with Lamp Monitoring Facility (LMF) |  | 7943034000100 | 17 | 17 | 4 | 0.96 | 8 | 8.5 | 4 | 0.88 | P | 2011-06-06 |  |  | Signals | 2012-08-01 | Date issued added 01/08/2012
41 | Pedestrian Control | Puffin | Microsense | Microsense PSU / PPDU | 7943041 | 7943041000100 | 41 |  |  |  | 10 |  |  |  | T | 2007-12-13 | 2012-02-15 | Standard Conversion | Signals
9 | LED Filter (undimmed) |  | Peek Traffic Ltd | Elite TLED 48V/230V |  | 7944009000100 | 2 | 2 | 0 | 0.98 |  |  |  |  | P | 2012-06-21 |  |  | Signals
13 | Vehicle Aspect - Filter lamp (undimmed) | LED | Visilogue Ltd | Filter Undimmed | 7944013 | 7944013000100 | 7 | 25 |  | 0.26 |  |  |  |  | P | 2008-09-11 |  |  | Signals
18 | LED Filter (undimmed) |  | Peek Traffic Ltd | Elite TLED 230V + LEM(TRX) |  | 7944018000100 | 4 | 5 | 3 | 0.75 |  |  |  |  | P | 2012-06-21 |  |  | Signals
26 | LED Filter (undimmed) |  | Peek Traffic Ltd | Elite TLED 230V + LEM(ST800/900) |  | 7944026000100 | 6 | 7 | 4 | 0.8 |  |  |  |  | P | 2012-06-21 |  |  | Signals
9 | LED Filter (dimmed) |  | Peek Traffic Ltd | Elite TLED 230V/48V |  | 7945009000100 | 2 | 2 | 0 | 0.98 | 1 | 1 | 0 | 0.97 | P | 2012-06-21 |  |  | Signals
10 | LED filter (dimmed) |  | Peek Traffic Ltd | Elite CLS ELV (48V) Filter Aspect Vehicle Signal |  | 7945010000100 | 2 | 2 | 1 | 0.99 | 1 | 1 | 1 | 0.99 | P | 2012-04-18 |  |  | Signals
12 | Vehicle Aspect - Filter lamp (dimmed) | LED | Peek Traffic Ltd | Elite 230VAC CLS LED Filter |  | 7945012000100 | 4 | 4 | 1 | 0.97 | 2 | 2 | 1 | 0.97 | P | 2008-10-15 |  |  | Signals
12 | LED filter (dimmed) | LED | Aldridge Traffic | Aldridge Filter Aspect LED Traffic Signal LV |  | 7945012001100 | 3 | 3 | 2 | 0.97 | 1 | 1 | 0 | 0.96 | P | 2010-10-05 |  | N/A | Signals
12 | LED filter (dimmed) | LED | Aldridge Traffic | Aldridge Filter Aspect LED Traffic Signal Extra Low Voltage |  | 7945012002100 | 3 | 3 | 1 | 0.97 | 1 | 1 | 0 | 0.95 | P | 2010-11-02 |  | N/A | Signals
13 | Vehicle Aspect - Filter lamp (dimmed) | LED | Visilogue Ltd | Filter Dimmed | 7945013 | 7945013000100 | [8 empty] | Superseded by 79 45 013 000 100 | 2008-09-11 | 2008-09-11 | Standard Conversion | Signals
13 | Vehicle Aspect - Filter lamp (dimmed) | LED | Visilogue Ltd | Filter Dimmed | 7945013 | 7945013000100 | 7 | 25 |  | 0.26 | 3 | 25 |  | 0.14 | P | 2008-09-11 |  |  | Signals
18 | LED Filter (dimmed) |  | Peek Traffic Ltd | Elite TLED 230V + LEM(TRX) |  | 7945018000100 | 4 | 5 | 3 | 0.75 | 2 | 3 | 2 | 0.79 | P | 2012-06-21 |  |  | Signals
23 | LED filter (dimmed) | LED | Aldridge Traffic | Aldridge Filter Aspect LED Traffic Signal LV, Dummy Load |  | 7945023000100 | 5 | 6 | 2 | 0.92 | 2 | 3 | 1 | 0.89 | P | 2010-10-05 |  | N/A | Signals
26 | LED Filter (dimmed) |  | Peek Traffic Ltd | Elite TLED 230V + LEM(ST800/900) |  | 7945026000100 | 6 | 7 | 4 | 0.8 | 3 | 4 | 2 | 0.83 | P | 2012-06-21 |  |  | Signals
6 | Belisha Beacon | LED | Solutions LED | 6W GLS LED Bulb |  | 7946006000100 | 3 | 8 | 7 | 0.41 |  |  |  |  | P | 2011-04-06 |  | N/A | Lamps
6 | LED Belisha Beacons (Undimmed) |  | Saimol Trading Company | LED Replacement for 240V Belisha Beacon | 7946006000100 | 7946006001100 | 4 | 16 | 16 | 0.22 |  |  |  |  | P | 2011-06-06 |  |  | Signals | 2012-08-01 | Date issued added 01/08/2012. 'Old Charge Code' changed to 'New Charge Code' due to duplication error.
7 | Belisha Beacon | LED Belisha Beacon | SCRM Trading Company | LED Belisha Beacon |  | 7946007000100 | 4 | 8 | 7 | 0.5 |  |  |  |  | P | 2011-06-06 |  |  | Signals | 2012-08-01 | Date issued added 01/08/2012
7 | LED Belisha Beacons (Undimmed) |  | Electrical Express | Flashing Beacon Lamp |  | 7946007001100 | 4 | 5 | 2 | 0.88 |  |  |  |  | P | 2012-07-18 |  |  | Lamps
7 | LED Belisha Beacons (Undimmed) |  | Electrical Express | Flashing Beacon Lamp |  | 7946007001100 | 4 | 5 | 2 | 0.88 |  |  |  |  | P | 2012-07-18 |  |  | Lamps
8 | Belisha Beacon | LED | International Components | Belisha Beacon Lamp 1083000 |  | 7946008000100 | 5 | 7 | 5 | 0.7 |  |  |  |  | P | 2009-04-02 |  |  | Signals
8 | LED 7.7W Retrofit Non Dimmable Lamp |  | Toshiba | Toshiba E-CORE LED GLS Wide 7.7W Lamp |  | 7946008001100 | 5 | 9 | 7 | 0.56 |  |  |  |  | P | 2012-04-18 |  |  | Signals
8 | LED Belisha Beacons (Undimmed) | Belisha Beacon Only | SCRM Trading Co. | LED3 |  | 7946008002100 | 10 | 24 | 22 | 0.41 |  |  |  |  | P | 2012-07-18 |  |  | Lamps
8 | LED Belisha Beacons (Undimmed) |  | Wide Loyal International | LED-8W-240V-WH-F01 |  | 7946008003100 | 5 | 5 | 2 | 0.94 |  |  |  |  | P | 2012-10-17 |  |  | Signals
9 | Belisha Beacon LED light | Replacement for GLS LED | Solutions LED | 9 Watt GLS LED Energy saver Light Bulb |  | 7946009001100 | 5 | 12 | 11 | 0.42 |  |  |  |  | P | 2010-08-05 |  | N/A | Signals
10 | Belisha Beacon | LED | Generic | Type BB001 LED Belisha beacon | 7946010 | 7946010000100 | 5 | 5 | 2 | [5 empty] | P | 2005-06-01 |  | Standard Conversion | Signals
12 | LED Pedestrian Crossing |  | Generic |  |  | 7946012000100 | 12 | [7 empty] | P | 2008-07-17 |  |  | Signals | 2012-02-15 | Made Permanent
12 | LED Belisha Beacons (Undimmed) |  | Electrical Express | Flashing Beacon Lamp |  | 7946012001100 | 8 | 17 | 15 | 0.46 |  |  |  |  | P | 2012-05-16 |  | N/A | Signals
12 | LEDs |  | Philips Lighting | 12W Master LED A60 (Belisha Beacon) |  | 7946012002100 | 7 | 9 | 5 | 0.52 |  |  |  |  | P | 2013-01-16 |  |  | Signals
15 | Belisha Beacon | LED | John Wilkinson |  | 7946015 | 7946015000100 | 7 | 7 | 3 | [5 empty] | P | 2005-06-01 |  | Standard Conversion | Signals
16 | TopPost LEDT6 | LED | Simmonsigns | Modupost Top Post Beacon |  | 7946016000100 | 10 | 10 |  | 1 |  |  |  |  | P | 2008-09-11 |  |  | Signals
16 | LED Belisha Beacons (undimmed) |  | Simmonsigns | Modubel CIC c/w PC – Pedestrian Crossing LED Belisha Beacon |  | 7946016001100 | 9.5 | 26 | 24 | 0.36 | 2.6 | 19 | 19 | 0.14 | P | 2013-03-20 |  |  | Signals |  | test data adjusted at 62%of the full circuit watts
17 | LED Belisha Beacons (undimmed) |  | Zebrite Ltd | LED Belisha Beacon |  | 7946017000100 | 18 | 36 | 31 | 0.5 |  |  |  |  | P | 2012-11-14 |  | Standard Conversion | Signals
19 | Belisha Beacon | LED | Generic | 24V Flashing Beacon – Code MODU/BEL/75 | 7946019 | 7946019000100 | 12 | 17 | 12 | [5 empty] | P | 2005-06-01 |  | Standard Conversion | Signals
20 | Belisha Beacon | LED | Signature Limited | PDA – LED PDA- STAYFAST – B |  | 7946020000100 | 13 | 17 | 18 | 0.75 |  |  |  |  | P | 2009-07-02 |  |  | Signals
30 | MidPost LEDM8 | LED | Simmonsigns | Modupost Mid Post Beacon |  | 7946030000100 | 19 | 19 |  | 1 |  |  |  |  | P | 2008-09-11 |  |  | Signals
33 | Belisha Beacon | LED | Generic |  | 7946033 | 7946033000100 | 21 | 27 | 17 | [5 empty] | P | 2005-06-01 |  | Standard Conversion | Signals
39 | LED Street Signs | Belisha Beacon 3 band | Signature Limited | 39W LED Zebrasafe Range |  | 7946039000100 | 42 | 52 | 26 | 0.81 |  |  |  |  | P | 2010-08-05 |  | N/A | Lamps
45 | LED Street Signs | Belisha Beacon 4 band | Signature Limited | 45W LED Zebrasafe Range |  | 7946045000100 | 49 | 59 | 29 | 0.83 |  |  |  |  | P | 2010-08-05 |  | N/A | Lamps
47 | LED Pedestrian crossing | LED | Generic | None | 7946047 | 7946047000100 | 29 | [7 empty] | P | 2011-08-30 |  | Standard Conversion | Signals
50 | LED Pedestrian crossings | LED | Generic | None | 7946050 | 7946050000100 | 31 | [7 empty] | P | 2011-08-30 |  | Standard Conversion | Signals
60 | LED Pedestrian Crossings | LED | Generic | None | 7946060 | 7946060000100 | 37 | [7 empty] | P | 2011-08-30 |  | Standard Conversion | Signals
3 | LED Light Bulb | 3W School Beacon LED Lamp (B22 Fitting) | International Components | 3W School Beacon LED Lamp in 'Flashing' Mode (B22 Fitting) |  | 7947003000100 | 2 | 7 | 7 | 0.27 |  |  |  |  | P | 2011-06-06 |  |  | Signals | 2012-08-01 | Date issued added 01/08/2012
3 | LED School Crossings |  | Sheriffs Technologies Ltd | STL-LPB School Patrol Signal (Flashing) |  | 7947003001100 | 12 | [7 empty] | P | 2013-06-19 |  |  | Signals
4 | School Crossing Patrol Signal | LED | Generic | Smart Pulsa School Patrol Flasher / Type TAFLU-LED-** Twin Amber Flashing Unit LED 230V | 7947004 | 7947004000100 | 2 | 8 | 8 | [5 empty] | P | 2005-06-01 |  | Standard Conversion | Signals
6 | School Crossing Patrol Signal | LED | Generic | Amber flashing unit LED converter | 7947006 | 7947006000100 | 3 | 4 | 3 | [5 empty] | P | 2005-06-01 |  | Standard Conversion | Signals
6 | LED School Crossings | LED | Solutions LED | 6W GLS LED Bulb |  | 7947006001100 | 3 | 6 | 6 | 0.41 |  |  |  |  | P | 2011-04-06 |  | N/A | Lamps
7 | School Crossing Patrol Signal | LED | Generic | LED School Crossing Signals | 7947007 | 7947007000100 | 4 | 6 | 5 | [5 empty] | P | 2005-06-01 |  | Standard Conversion | Signals
8 | School Crossing Patrol Signal | LED | Generic | 230V Pulsa School Patrol Flasher – Code PULSA/LED | 7947008 | 7947008000100 | 4 | 6 | 4 | [5 empty] | P | 2005-06-01 |  | Standard Conversion | Signals
10 | School Crossing Patrol Signal | LED | Generic | 230V Pulsa School Patrol Flasher + Radio Receiver – Code PULSA/LEDTD | 7947010 | 7947010000100 | 5 | 9 | 7 | [5 empty] | P | 2005-06-01 |  | Standard Conversion | Signals
14 | LED School Crossings |  | SunsetSolar | LED Illuminated 20mph School Zone Sign |  | 7947014000100 | 5 | 14 | 13 | 0.33 |  |  |  |  | P | 2012-05-16 |  | N/A | Signals
1 | LED Regulatory Sign Light |  | Pudsey Diamond Engineering Ltd | Mains Powered Powaboll Transilluminated, Retro-reflectivve, reboundable, road traffic bollard |  | 7948001000100 | 1.1 | 1.4 | 0.8 | 0.8 |  |  |  |  | P | 2012-03-07 |  | N/A | Signals
5 | Regulatory Sign | LED | Telent | 3G 48V LED Regulatory Sign |  | 7948005000100 | 5 | 5 | 1 | 0.98 |  |  |  |  | P | 2010-08-31 |  | N/A | Signals
6 | Regulatory Sign | LED | Telent | 3G 230V LED Regulatory Sign |  | 7948006000100 | 6 | 6 | 2 | 0.94 |  |  |  |  | P | 2010-08-31 |  | N/A | Signals
6 | LED Regulatory Sign Light |  | Fineline | FineREG U-2-12-200 |  | 7948006001100 | 6 | 14 | 13 | 0.41 |  |  |  |  | P | 2011-01-04 |  | N/A | Signals
8 | LED Regulatory Sign Light | LED | Siemens | ELV LED REG SIGN 667/1/33510/000 |  | 7948008000100 | 8 | 8 | 1 | 0.99 | [5 empty] | 2009-02-23 |  |  | Lamps
8 | LED Regulatory Sign Light |  | Peek Traffic Ltd | Elite TLED 48V Regulatory Sign Light |  | 7948008000100 | 8 | 8 | 2 | 0.98 |  |  |  |  | P | 2012-06-21 |  |  | Signals
9 | Sign Light | LED | Simmonsigns | 230V Invinca Sign – Code INVL6/**** | 7948009 | 7948009000100 | 9 | 18 | 16 | [5 empty] | P | 2005-06-30 |  | Standard Conversion | Signals | 2012-02-15 | Made Permanent
9 | Sign Light | LED | Simmonsigns | 230V Invinca Sign – Code INVL6/**** |  | 7948009000100 | 9 | 18 | 16 | [5 empty] | P | 2005-06-30 | 2013-03-19 | Standard Conversion | Signals | 2012-02-15 | Made Permanent
10 | LED Regulatory Sign Light |  | Siemens | 667/1/33510/230 LV LED Regulatory Sign |  | 7948010000100 | 9 | 9 | 2 | 0.99 |  |  |  |  | P | 2012-05-16 |  | N/A | Signals
11 | Regulatory Sign | LED | Peek Traffic Ltd | Elite ELV Regulatory Sign |  | 7948011000100 | 11 | 12 | 2 | 0.99 |  |  |  |  | P | 2010-11-30 |  | N/A | Signals
11 | LED Regulatory Sign Light |  | One2See Signs Ltd | AC750 + AC900-LED |  | 7948011001100 | 14 | 25 | 21 | 0.55 |  |  |  |  | P | 2012-12-19 |  |  | Signals
12 | Sign Light | LED | Simmonsigns | 24V Invinca Sign – Code INVL6/****24 | 7948012 | 7948012000100 | 12 | 21 | 17 | [5 empty] | P | 2005-06-30 |  | Standard Conversion | Signals | 2012-02-15 | Made Permanent
14 | Sign Light | LED | TWM Traffic Control Systems | LED School Hazard Warning Sign – Code LEDSRSS | 7948014 | 7948014000100 | 14 | 15 | 5 | [5 empty] | P | 2005-06-30 |  | Standard Conversion | Signals | 2012-02-15 | Made Permanent
14 | LED Regulatory Sign Light |  | One2See Signs Ltd | BT750 + BT900-LED |  | 7948014001100 | 11 | 20 | 17 | 0.54 |  |  |  |  | P | 2012-12-19 |  |  | Signals
15 | LED Regulatory Sign Light |  | Peek Traffic Ltd | Tidal Flow Indicator - Red Cross, Green Arrow OR combined |  | 7948015000100 | 15 | 30 | 26 | 0.51 |  |  |  |  | P | 2011-02-15 |  | N/A | Signals
19 | Centre Island Beacon | LED | Simmonsigns | 24V Beacon – Code MOD/CIC/76 | 7948019 | 7948019000100 | 19 | 28 | 21 | [5 empty] | P | 2005-06-30 |  | Standard Conversion | Signals | 2012-02-15 | Made Permanent
20 | Sign Light | LED | Solargen | SG-02-05-000 6 x 1 watt LED sign light | 7948020 | 7948020000100 | 20 | [7 empty] | T | 2005-06-30 | 2012-02-15 | Standard Conversion | Signals
25 | Sign Light | LED | Signature Limited | Delta Sunlight Type ELD-LED-*****-** | 7948025 | 7948025000100 | 25 | 30 | 16 | [5 empty] | P | 2005-06-30 |  | Standard Conversion | Signals | 2012-02-15 | Made Permanent
33 | Centre Island Beacon | LED | Simmonsigns | 24V 2 piece Beacon – Code MODU/MPCIC/114 | 7948033 | 7948033000100 | 33 | 44 | 29 | [5 empty] | P | 2005-06-30 |  | Standard Conversion | Signals | 2012-02-15 | Made Permanent
16 | LED Belisha Beacons (Dimmed) |  | TWM Traffic | ‘Daybright’ LED Zebra Beacon Head & Post Illumination Strip |  | 7950016001100 | 47 | 91 | 78 | 0.51 | 11 | 32 | 30 | 0.34 | P | 2013-01-16 |  |  | Signals
15 | Belisha Beacon (dimmed by light sensor) | LED | Westcotec | Belisha Beacon Light | 7950017 | 7950017000100 | 15 |  | 51 |  | 3 |  | 15 |  | T | 2006-11-01 | 2012-02-15 | Standard Conversion | Signals
15 | Belisha Beacon (dimmed by light sensor) | LED | Zebrite Ltd | LED Belisha Beacon | 7950017 | 7950017000100 | 15 |  | 51 |  | 3 |  | 15 |  | T | 2009-01-05 | 2012-02-15 | Standard Conversion | Signals
15 | Belisha Beacon (dimmed by light sensor) | LED | Zebrite Ltd | LED Belisha Beacon | 7950017 | 7950017000100 | 15 |  | 51 |  | 3 |  | 15 |  | Superceded by P version of same code | 2009-01-05 | 2012-06-21 | Standard Conversion | Signals | 2012-04-20 | Reinstated until 'P' Code is released.
15 | Belisha Beacon (dimmed by light sensor) | LED | Zebrite Ltd | LED Belisha Beacon |  | 7950017000100 | 15 |  | 51 |  | 3 |  | 15 |  | P | 2009-01-05 |  | Standard Conversion | Signals
15 | LED Belisha Beacons (dimmed) |  | Zebrite Ltd | LED Belisha Beacon |  | 7950017001100 | 18 | 36 | 31 | 0.5 | 5 | 8 | 7 | 0.58 | P | 2012-06-21 |  | Standard Conversion | Signals
18 |  | LED | Charles Endirect | Celstar N1 LED Based Traffic Beacon / Celstar 2 LED Based Belisha Beacons |  | 7950018000100 | 11 | 5 |  | 0.9 | 6 | 4 |  | 0.87 | P | 2008-09-11 |  |  | Signals
50 | LED Belisha Beacons (Dimmed) |  | TWM Traffic | Daybright' Zebra Beacon Head |  | 7950050001100 | 30 | 57 | 48 | 0.53 | 10 | 24 | 22 | 0.42 | P | 2013-01-16 |  |  | Signals
22 | LED Tram Signal(dimmed) | LED | Siemens | Siemens ELV Tram Indicator 667/1/33500/ETC |  | 7951012000100 | 22 | 22 | 4 | 0.98 | 8 | 8 | 2 | 0.98 | P | 2011-12-01 |  | N/A | Signals
30 | LED Tram Signal (dimmed) | LED | Siemens | Siemens ELV Tram Indicator 667/1/33500/ETC |  | 7951015000100 | 30 | 30 | 4 | 0.99 | 8 | 8 | 0 | 0.99 | P | 2011-12-01 | 2012-10-17 | N/A | Signals
66 | LED Tram Signal(dimmed) | LED | Siemens | Siemens ELV Tram Indicator 667/1/33500/ETC |  | 7951034000100 | 66 | 70 | 24 | 0.94 | 30 | 34 | 16 | 0.87 | P | 2011-12-01 | 2012-10-17 | N/A | Signals
2 | Microwave Pedestrian On Crossing Detector |  | AGD | AGD 226 Microwave Pedestrian On Crossing Detector |  | 7952002000100 | 1.7 | 2.2 | 2 | 0.73 |  |  |  |  | P | 2010-08-31 |  | N/A | Signals
2.4 | Pedestrian Detector |  | Traficon | C-Walk On Crossing Pedestrian Detector Pt No 10-6049 |  | 7952002001100 | 2.5 | 2 | 0 | 1 |  |  |  |  | P | 2011-08-30 |  | N/A | Signals
2.4 | Pedestrian Detector |  | Traficon | Safewalk Kerbside Pedestrian Detector Pt No 10-6070 |  | 7952002002100 | 2.4 | 2 | 0 | 1 |  |  |  |  | P | 2011-08-30 |  | N/A | Signals
3 | Pedestrian Detector | Optical | AGD | AGD 620 Digital Vision Pedestrian Detector - Kerbside | 7952003 | 7952003000100 | 3 | [7 empty] | P | 2008-03-01 |  | Standard Conversion | Signals
3 | Digital Vision Pedestrian Detector |  | AGD | AGD 640 Digital Vision Pedestrian Detector |  | 7952003001100 | 3 | 8 | 7 | 0.43 | 4 | 8 | 7 | 0.52 | P | 2010-08-31 |  | N/A | Signals | 2010-10-05 | Amended Manufacturer Designation
7 | Pedestrian Detector | Microwave | AGD | AGD 220 Microwave Pedestrian detector - On Crossing | 7952007 | 7952007000100 | 7 | [7 empty] | P | 2008-03-01 |  | Standard Conversion | Signals
| Pedestrian Detector | Microwave | Visilogue Ltd | VisiPAD - Detection Unit | 7952014 | 7952014000100 | [8 empty] | Superseded by 79 52 014 000 100 | 2008-09-11 | 2008-09-11 | Standard Conversion | Signals
14 | Pedestrian Detector | Microwave | Visilogue Ltd | VisiPAD - Detection Unit | 7952014 | 7952014000100 | 13 | 41 |  | 0.32 |  |  |  |  | P | 2008-09-11 |  |  | Signals
4 | Pedestrian Detector | Optical | AGD | AGD 625 Digital Vision Pedestrian Detector - Kerbside | 7953004 | 7953004000100 | 4 |  |  |  | 8 |  |  |  | P | 2008-03-01 |  | Standard Conversion | Signals
3 | LED Pedestrian Nearside Wait Signal/Push Button (undimmed) |  | Solutions LED | GLS Lamp Cool |  | 7954003000100 | 1 | 1 | 1 | 0.46 |  |  |  |  | P | 2010-03-31 |  |  | Signals
9 | Nearside Wait | LED | Siemens | 667/1/30210/100 |  | 7955009000100 | 9 | 19 | 16 | 0.5 | 12 | 46 | 45 | 0.25 | Superseded by 79 39 009 000 100 | 2009-02-23 | 2009-02-23 |  | Signals
9 | Nearside Demand Indicator | LED | Siemens | 667/1/30675/101 |  | 7955009001100 | 9 | 18 | 15 | 0.49 | 9 | 46 | 49 | 0.21 | Superseded by 79 39 009 001 100 | 2009-02-23 | 2009-02-23 |  | Signals
9 | LED Pedestrian Nearside Signal/Push Button (dimmed) | Puffin | AGD | AGD 940 PUFFIN Nearside Pedestrian Signal (No Push Button) |  | 7955009002100 | 9 | 12 | 8 | 0.73 | 2.63 | 3.71 | 2.62 | 0.7 | P | 2010-08-31 |  | N/A | Signals
12 | LED Pedestrian Nearside Signal/Push Button (dimmed) | Toucan | AGD | AGD 942 Toucan Nearside Pedestrian Signal (No Push Button) |  | 7955012000100 | 12 | 16 | 11 | 0.73 | 3 | 5 | 3 | 0.7 | P | 2010-08-31 |  | N/A | Signals
13 | LED Pedestrian Nearside Signal/Push Button (dimmed) | Puffin | AGD | AGD 946 Combined PUFFIN Near Side Pedestrian Signal (Integral Push Button) |  | 7955013000100 | 10 | 13 | 8 | 0.76 | 2.8 | 4 | 2.78 | 0.71 | P | 2010-08-31 |  | N/A | Signals
13 | LED Pedestrian Nearside Signal/Push Button (dimmed) |  | AGD | 946 Combined PUFFIN Near Side Pedestrian Signal (Integral Push Button)(incorporating new PCB CB-281) |  | 7955013001100 | 9 | 12 | 7.8 | 0.76 | 2.7 | 3.7 | 2.5 | 0.73 | P | 2013-02-20 |  |  | Signals
15 | LED Pedestrian Nearside Wait Signal/Push Button (dimmed) | Toucan | AGD | AGD 942 Toucan Near side Pedestrian Signal | 7955015 | 7955015000100 | 15 |  |  |  | 11 |  |  |  | Superseded by 79 55 012 000 100 | 2008-03-01 | 2010-08-31 | Standard Conversion | Signals
15 | LED Pedestrian Nearside Wait Signal/Push Button (dimmed) | Toucan | AGD | AGD 942 Toucan Near side Pedestrian Signal (from S/No. -00001 to -00526) |  | 7955015000100 | 15 |  |  |  | 11 |  |  |  |  | 2008-03-01 |  | Standard Conversion | Signals
15 | LED Pedestrian Nearside Wait Signal/Push Button (dimmed) |  | Siemens | Nearside Mk.2 LP |  | 7955015000100 | 13 | 14 | 6 | 0.91 | 2 | 3 | 1 | 0.83 | P | 2012-10-17 |  |  | Signals
16 | LED Pedestrian Nearside Signal/Push Button (dimmed) | Toucan | AGD | AGD 947 Combined Toucan Near side Pedestrian Signal (Integral Push Button) |  | 7955016000100 | 13 | 17 | 11 | 0.76 | 3 | 5 | 4 | 0.6 | P | 2010-08-31 |  | N/A | Signals
16 | LED Pedestrian Nearside Signal/Push Button (dimmed) |  | AGD | 947 Combined Toucan Near side Pedestrian Signal (Integral Push Button)(Updated version Incorporating PCB CB-281) |  | 7955016001100 | 9.9 | 13 | 8.3 | 0.77 | 3.3 | 4.5 | 3.1 | 0.73 | P | 2013-02-20 |  |  | Signals
19 | Nearside Pegasus Indicator | LED | Siemens | 667/1/30675/002 |  | 7955019000100 | 19 | 28 | 21 | 0.66 | 12 | 48 | 47 | 0.25 | P | 2008-10-03 |  |  | Signals
20 | Nearside Toucan Indicator | LED | Siemens | 667/1/30675/001 |  | 7955020000100 | 20 | 26 | 17 | 0.76 | 11 | 46 | 45 | 0.24 | P | 2008-10-03 |  |  | Signals
22 | Pedestrian Control | Puffin | AGD | AGD 946 Combined PUFFIN Near Side Pedestrian Signal | 7955022 | 7955022000100 | 22 |  |  |  | 19 |  |  |  | Superseded by 79 55 013 000 100 | 2008-03-01 | 2010-08-31 | Standard Conversion | Signals
22 | Pedestrian Control | Puffin | AGD | AGD 946 Combined PUFFIN Near Side Pedestrian Signal (from S/No. -00431 to -02895) |  | 7955022000100 | 22 |  |  |  | 19 |  |  |  |  | 2008-03-01 |  | Standard Conversion | signals
23 | LED Pedestrian Nearside Wait Signal/Push Button (dimmed) | Toucan | AGD | AGD 947 Combined Toucan Near side Pedestrian Signal | 7955023 | 7955023000100 | 23 |  |  |  | 20 |  |  |  | Superseded by 79 55 013 000 100 | 2008-03-01 | 2010-08-31 | Standard Conversion | Signals
23 | LED Pedestrian Nearside Wait Signal/Push Button (dimmed) | Toucan | AGD | AGD 947 Combined Toucan Near side Pedestrian Signal (from S/No. -00001 to -00884) |  | 7955023000100 | 23 |  |  |  | 20 |  |  |  |  | 2008-03-01 |  | Standard Conversion | Signals
23 | Nearside Puffin Indicator | LED | Siemens | 667/1/30675/000 |  | 7955023001100 | 23 | 29 | 17 | 0.79 | 12 | 47 | 46 | 0.25 | P | 2008-10-03 |  |  | Signals
50 | Continuous Green Aspect (undimmed) |  | Generic |  |  | 7956050000100 | 50 | [7 empty] | P | 2011-08-30 |  | N/A | Signals
65 | Continuous Green Aspect (undimmed) |  | Generic |  |  | 7956065000100 | 65 | [7 empty] | P | 2011-08-30 |  | N/A | Signals
13 | Continuous Green Aspect (LED) (undimmed) |  | Generic |  |  | 7957013000100 | 13 | 14 | 4 | 0.96 |  |  |  |  | P | 2011-08-30 |  | N/A | Signals
50 | Continuous Green Aspect (dimmed) |  | Generic |  |  | 7958050000100 | 50 |  |  |  | 35 |  |  |  | P | 2011-08-30 |  | N/A | Signals
65 | Continuous Green Aspect (dimmed) |  | Generic |  |  | 7958065000100 | 65 |  |  |  | 45 |  |  |  | P | 2011-08-30 |  | N/A | Signals
12 | LED Vehicle Aspect - 1 lamp (dimmed) | LED | Siemens | Helios ELV CLS traffic signal head Part Number: 667/1/33500/ETC |  | 7959012000100 | 11 | 11 | 2 | 0.98 | 4 | 4 | 1 | 0.98 | P | 2011-06-06 |  |  | Signals | 2012-08-01 | Date issued added 01/08/2012
13 | Continuous Green Aspect (LED) (dimmed) |  | Generic |  |  | 7959013000100 | 13 | 14 | 4 | 0.96 | 9 | 10 | 3 | 0.95 | P | 2011-08-30 |  | N/A | Signals
15 | LED Vehicle Aspect - 1 lamp (dimmed) | LED | Siemens | Helios CLS (LV) traffic signal head |  | 7959015000100 | 15 | 15 | 2 | 0.99 | 4 | 4 | 0 | 0.99 | P | 2011-06-06 |  |  | Signals | 2012-08-01 | Date issued added 01/08/2012
34 | LED Vehicle Aspect - 1 lamp (dimmed) | LED | Siemens | Helios CLS (LV) traffic signal head with Lamp Monitoring Facility (LMF) |  | 7959034000100 | 33 | 35 | 12 | 0.94 | 15 | 17 | 8 | 0.87 | P | 2011-06-06 |  |  | Signals | 2012-08-01 | Date issued added 01/08/2012
100 | Advertising Hoarding |  | DW Outdoor Ltd | ADPOST Advertising Display Unit | 8040100 | 8040100000100 | 100 | 20 | [6 empty] | T | 2005-06-30 | 2012-02-15 | Standard Conversion | Miscellaneous
280 | Advertising Hoarding |  | JC Decaux | 6x3 Metre Scrolling Panels |  | 8040280001100 | 280.4 | 449.8 | 352 | 0.62 |  |  |  |  | P | 2012-03-07 |  | N/A | Miscellaneous
10 | Automated Number Plate Recognition System |  | MAV Systems | Rapier 25 Dual (Model Number 25YF14) |  | 8070010000100 | 10 | 26 | 24 | 0.39 |  |  |  |  | P | 2013-03-20 |  |  | Miscellaneous
13 | Automated Number Plate Recognition System |  | PIPS Technology Ltd | P392 Automatic Number Plate Reading colour camera (camera only) |  | 8070013000100 | 13 | 26 | 22 | 0.52 |  |  |  |  | P | 2011-02-01 |  | N/A | Miscellaneous
22 | Automated Number Plate Recognition System |  | CA Traffic Ltd | Evo 8 |  | 8070022000100 | 22 | 44 | 39 | 0.49 |  |  |  |  | P | 2011-03-01 |  | N/A | Miscellaneous
23 | Automated Number Plate Recognition System |  | Vysionics | Skyhawk 1300 |  | 8070023000100 | 23 | 30 | 18 | 0.79 |  |  |  |  | P | 2012-05-16 |  | N/A | Miscellaneous
25 | Automated Number Plate Recognition System |  | CitySync LTD | JetCam Fox-i |  | 8070025000100 | 25 | 63 | 58 | 0.4 |  |  |  |  | P | 2010-08-31 |  | N/A | Miscellaneous
34 | Automated Number Plate Recognition System |  | PIPS Technology Ltd | P382 (Speedspike) Automatic Number Plate Reading colour camera (camera only) |  | 8070034000100 | 34 | 44 | 28 | 0.77 |  |  |  |  | P | 2011-02-01 |  | N/A | Miscellaneous
35 | Automated Number Plate Recognition System |  | PIPS Technology Ltd | P372 Automatic Number Plate Reading colour camera (camera only) |  | 8070035000100 | 35 | 42 | 24 | 0.83 |  |  |  |  | P | 2011-02-01 |  | N/A | Miscellaneous
37 | Automated Number Plate Recognition System |  | Serco Intergrated Transport Ltd | Single Camera Automated Number Plate Recognition System | 8070037 | 8070037000100 | 37 | 18 | [6 empty] | P | 2005-07-01 |  | Standard Conversion | Miscellaneous
48 | Automated Number Plate Recognition System |  | Serco Intergrated Transport Ltd | Two Camera Automated Number Plate Recognition System | 8070048 | 8070048000100 | 48 | 20 | [6 empty] | P | 2005-08-01 |  | Standard Conversion | Miscellaneous
59 | Automated Number Plate Recognition System |  | Serco Intergrated Transport Ltd | Three Camera Automated Number Plate Recognition System | 8070059 | 8070059000100 | 59 | 22 | [6 empty] | P | 2005-09-01 |  | Standard Conversion | Miscellaneous
70 | Automated Number Plate Recognition System |  | Serco Intergrated Transport Ltd | Four Camera Automated Number Plate Recognition System | 8070070 | 8070070000100 | 70 | 27 | [6 empty] | P | 2005-10-01 |  | Standard Conversion | Miscellaneous
14 | Bus Information System |  | Generic | Bus Information Sign (GPRS) / (POCSAG) | 8110014 | 8110014000100 | 14 | [7 empty] | P | 2008-01-07 |  | Standard Conversion | Miscellaneous | 2012-02-15 | Made Permanent Changed to Generic
15 | Bus Information System |  | Vix ACIS | AD700 IBIS diaplay unit (Product Code 960-00223) |  | 8110015000100 | 15 | 30 | 26 | 0.49 |  |  |  |  | P | 2011-01-04 |  | N/A | Miscellaneous
16 | Bus Information System |  | Generic | Bus Information Sign (GPRS) | 8110016 | 8110016000100 | 16 | [7 empty] | P | 2008-01-07 |  | Standard Conversion | Miscellaneous | 2012-02-15 | Made Permanent Changed to Generic
17 | Bus Information System |  | Generic | Bus Information Sign (POCSAG) | 8110017 | 8110017000100 | 17 | [7 empty] | P | 2008-01-07 |  | Standard Conversion | Miscellaneous | 2012-02-15 | Made Permanent Changed to Generic
23 | Bus Information System |  | Generic | Bus Information Sign (POCSAG) | 8110023 | 8110023000100 | 23 | [7 empty] | P | 2008-01-07 |  | Standard Conversion | Miscellaneous | 2012-02-15 | Made Permanent Changed to Generic
26 | Bus Information System |  | Generic | Bus Information Sign (POCSAG) | 8110026 | 8110026000100 | 26 | [7 empty] | P | 2008-01-07 |  | Standard Conversion | Miscellaneous | 2012-02-15 | Made Permanent Changed to Generic
29 | Bus Information System |  | Generic | Bus Information Sign - Double (POCSAG) | 8110029 | 8110029000100 | 29 | [7 empty] | P | 2008-01-07 |  | Standard Conversion | Miscellaneous | 2012-02-15 | Made Permanent Changed to Generic
33 | Bus Information System |  | Generic | Bus Information Sign (GPRS) | 8110033 | 8110033000100 | 33 | [7 empty] | P | 2008-01-07 |  | Standard Conversion | Miscellaneous | 2012-02-15 | Made Permanent Changed to Generic
34 | Bus Information System |  | Generic | Bus Information Sign (POCSAG) | 8110034 | 8110034000100 | 34 | [7 empty] | P | 2008-01-07 |  | Standard Conversion | Miscellaneous | 2012-02-15 | Made Permanent Changed to Generic
36 | Bus Information System |  | Generic | Bus Information Sign (POCSAG) | 8110036 | 8110036000100 | 36 | [7 empty] | P | 2008-01-07 |  | Standard Conversion | Miscellaneous | 2012-02-15 | Made Permanent Changed to Generic
38 | Bus Information System |  | Ferrograph | A4-2015-CCG02 LED Display |  | 8110038000100 | 38 | 68 |  | 0.55 | 27 | 55 |  | 0.49 | P | 2008-09-15 |  |  | Miscellaneous
38 | Bus Information System |  | ACIS | AD210 LED Display | 811 0038 000 100 | 8110038001071 | 38 | 68 |  | 0.55 | 27 | 55 |  | 0.49 | P | 2008-09-15 |  |  | Miscellaneous | 2012-02-15 | Made Permanent
42 | Bus Information System |  | Ferrograph | A4-2015-CCG01 LED Display |  | 8110042000100 | 42 | 78 |  | 0.53 | 31 | 62 |  | 0.5 | P | 2008-09-15 |  |  | Miscellaneous
42 | Bus Information System |  | Generic | Bus Information Sign (POCSAG) |  | 8110042001100 | 42 | [7 empty] | P | 2008-01-07 |  | Standard Conversion | Miscellaneous | 01/08/2012 15/02/2012 | 8110042 issued at date of application, now superceded. 'Old Charge Code' amended to 'New Charge Code' due to a duplication error 01/08/2012 Made Permanent. Changed to Generic 15/02/2012
49 | Bus Information System |  | Vix ACIS | AD225 Bann Flag 3 line display - no audio option |  | 8110049000100 | 49 | 73 | 54 | 0.67 |  |  |  |  | P | 2011-08-30 |  | N/A | Miscellaneous
50 | Bus Information System |  | Ferrograph | A4-2038-04/05 LED Display | 8110050 | 8110050000100 | 50 | 78 |  | 0.64 | 27 | 42 |  | 0.64 | P | 2008-09-11 |  | Standard Conversion | Miscellaneous
55 | Bus Information System |  | Vix ACIS | AD225 Bann Flag 3 line display - with audio option |  | 8110055000100 | 55 | 81 | 60 | 0.67 |  |  |  |  | P | 2011-08-30 |  | N/A | Miscellaneous
72 | Bus Information Sign |  | Vix ACIS | AD190 Shannon Shelter Display - No audio option |  | 8110072000100 | 71 | 94 | 61 | 0.76 |  |  |  |  | P | 2011-04-06 |  | N/A | Miscellaneous
72 | Bus Information Sign |  | Vix ACIS | AD190 Shannon Shelter Display - With audio option |  | 8110072001100 | 76 | 103 | 69 | 0.74 |  |  |  |  | P | 2011-04-06 |  | N/A | Miscellaneous
84 | Bus Information System |  | Vix ACIS | AD225 Bann Flag 6 line display - no audio option |  | 8110084000100 | 84 | 104 | 62 | 0.8 |  |  |  |  | P | 2011-08-30 |  | N/A | Miscellaneous
89 | Bus Information System |  | Vix ACIS | AD225 Bann Flag 6 line display - with audio option |  | 8110089000100 | 89 | 111 | 62 | 0.8 |  |  |  |  | P | 2011-08-30 |  | N/A | Miscellaneous
92 | Bus Information System |  | AIM | A4-2027-08 / A4-2027-10 LED Display | 8110092 | 8110092000100 | 92 | [7 empty] | T | 2007-10-12 | 2012-02-15 | Standard Conversion | Miscellaneous
93 | Bus Information System |  | ACIS | AD120 Classic / AD130 Tay / AD160 Derwent LED Display | 8110093 | 8110093000100 | 93 | [7 empty] | P | 2007-09-27 |  | Standard Conversion | Miscellaneous | 2012-02-15 | Made Permanent
100 | Bus Information System |  | Generic | Bus Information Sign - Radio Base unit | 8110100 | 8110100000100 | 100 | [7 empty] | P | 2008-01-07 |  | Standard Conversion | Miscellaneous | 2012-02-15 | Made Permanent Changed to Generic
133 | Bus Information System |  | AIM | A4-2027-09 / A4-2027-11 LED Display | 8110133 | 8110133000100 | 133 | [7 empty] | T | 2007-10-12 | 2012-02-15 | Standard Conversion | Miscellaneous
151 | Bus Information System |  | ACIS | AD122 Cherwell LED Display | 8110151 | 8110151000100 | 151 | [7 empty] | P | 2008-01-31 |  | Standard Conversion | Miscellaneous | 2012-02-15 | Made Permanent
245 | Bus Information System |  | Generic | Bus Information Sign - (Single) | 8110245 | 8110245000100 | 245 | [7 empty] | P | 2008-01-07 |  | Standard Conversion | Miscellaneous | 2012-02-15 | Made Permanent Changed to Generic
490 | Bus Information System |  | Generic | Bus Information Sign - (Double) | 8110490 | 8110490000100 | 490 | [7 empty] | P | 2008-01-07 |  | Standard Conversion | Miscellaneous | 2012-02-15 | Made Permanent Changed to Generic
24 | Bus Shelter |  | Generic | Bus shelter advertising motor | 8120024 | 8120024000100 | 24 | [7 empty] | P | 2007-12-14 |  | Standard Conversion | Miscellaneous | 2012-02-15 | Made Permanent Company name Generic
1 | CMS Equipment | SS2 1-10V Outdoor Luminaire Control | Philips Lighting | LLC7040 |  | 8170001000100 | 1 | 4 | 4 | 0.24 |  |  |  |  | P | 2011-03-01 |  | N/A | Miscellaneous
1 | CMS Equipment | SS Wireless CMS Outdoor Control Luminaire Controller (OLC) | Philips Lighting | SS Wireless CMS Outdoor Control Luminaire Controller (OLC) LLC7300 |  | 8170001002100 | 0.7 | 2 | 2 | 0.41 |  |  |  |  | P | 2011-04-06 |  | N/A | Miscellaneous
1 | CMS Equipment |  | Telensa Ltd | Telensa Telecell TC-E1-CN-BK-A TC-E1-MC-XX-A TC-E1-MC-BK-A TC-E1-2P-XX-A TC-E1-CN-BK-D TC-E1-MC-XX-D TC-E1-MC-BK-D TC-E1-XX-D |  | 8170001003100 | 0.7 | 2 | 2 | 0.3 |  |  |  |  | P | 2011-06-15 |  | N/A | Miscellaneous
1 | CMS Equipment | Light Sensor Unit | Philips Lighting | Starsense 2 |  | 8170001004100 | 6 | 13 | 13 | 0.05 |  |  |  |  | P | 2011-08-30 |  | N/A | Miscellaneous
2 | CMS Control Device | Control | Harvard Engineering | BranchNode WMBN-868A - Powered by an independent supply and not attached to any lighting column. |  | 8170002000100 | 2.13 | 7 | 7 | 0.289 |  |  |  |  | P | 2009-02-23 |  |  | Miscellaneous
2 | CMS Control Device | Control | Zodion | Vizion Collector VC-10 powered by independent VCPSU-10 power supply and not attached to any Ballast |  | 8170002000100 | 2.13 | 7 | 7 | 0.289 |  |  |  |  | P | 2009-02-23 |  |  | Miscellaneous
2 | Anti-Jamming Filter (CMS) | Filter | Remco | PHIL 15D Anti-Jamming Filter PHIL 30D Anti-Jamming Filter |  | 8170002001100 | 2 | [7 empty] | P | 2009-02-23 |  |  | Miscellaneous
2 | CMS Equipment | SS2 Dali Outdoor Luminaire Control | Philips Lighting | LLC7030 |  | 8170002003100 | 2 | 5 | 5 | 0.32 |  |  |  |  | P | 2011-03-01 |  | N/A | Miscellaneous
2 | CMS Equipment | Light Control Unit | Charles Endirect | Datek Wireless Light Control Unit (Light Control Unit) |  | 8170002004100 | 2 | 8 | 7 | 0.27 |  |  |  |  | P | 2012-04-18 |  |  | Miscellaneous
3 | CMS Equipment | SS2 Outdoor Luminaire Control | Philips Lighting | LLC7020 |  | 8170003000100 | 3 | 7 | 6 | 0.45 |  |  |  |  | P | 2011-03-01 |  | N/A | Miscellaneous
3 | CMS Equipment | SS Wireless CMS Router | Philips Lighting | SS Wireless CMS Router Netbox NB2500 |  | 8170003001100 | 2.6 | 8 | 7 | 0.34 |  |  |  |  | P | 2011-04-06 |  | N/A | Miscellaneous
3 | CMS Equipment | Internet Router | Philips Lighting | TransPort WR41-U |  | 8170003002100 | 3 | 13 | 13 | 0.25 |  |  |  |  | P | 2011-08-30 |  | N/A | Miscellaneous
4 | Anti-Jamming Filter (CMS) | Filter | Remco | PHIL63D Anti-Jamming Filter PHIL60D Anti-Jamming Filter |  | 8170004000100 | 4 | [7 empty] | P | 2009-02-23 |  |  | Miscellaneous
4 | Lonworks Central Controller |  | SELC Ireland | Echelon i.Lon SmartServer |  | 8170004001100 | 4 | 9 | 8 | 0.46 |  |  |  |  | P | 2009-12-01 |  |  | Miscellaneous
5 | CMS Equipment |  | Mayflower | Mayflower Submaster/Repeater - RP/SM/R153/*** |  | 8170005000100 | 5 | 15 | 14 | 0.35 |  |  |  |  | Superseded by 817 0005 000 100 | 2009-04-27 | 2009-10-01 |  | Miscellaneous
5 | CMS Equipment |  | Mayflower | Mayflower Submaster/Repeater - RP/SM/R153/*** |  | 8170005000100 | 5 | 15 | 14 | 0.35 |  |  |  |  | P | 2009-10-01 |  |  | Miscellaneous
4 | CMS Equipment | SS2 Powerline CMS Segment Controller | Philips Lighting | SS2 Powerline CMS Segment Controller LFC 7065/00 |  | 8170005001100 | 5 | 13 | 12 | 0.36 |  |  |  |  | P | 2011-04-06 |  | N/A | Miscellaneous
7 | CMS Equipment | SS Wireless CMS Segment Controller | Philips Lighting | SS Wireless CMS Segment Controller LFC 7300/00 |  | 8170007000100 | 7 | 20 | 18 | 0.36 |  |  |  |  | P | 2011-04-06 |  | N/A | Miscellaneous
10 | CMS Control (Ground Cabinet) | Control | Remco | Remco CMS Control Cabinet (PAROS GSM + ANDROS TR + ANDROS CM + ANDROS PL + Cap 3) |  | 8170010000100 | 10 | [7 empty] | P | 2009-02-23 |  |  | Miscellaneous
10 | CMS Equipment | Gateway | Charles Endirect | Datek Wireless Light Control Unit (Gateway) |  | 8170010001100 | 10 | 23 | 21 | 0.44 |  |  |  |  | P | 2012-04-18 |  |  | Miscellaneous
26 | CMS Equipment |  | Telensa Ltd | Telensa Base Station BSC-EU |  | 8170026000100 | 26 | 30 | 15 | 0.87 |  |  |  |  | P | 2011-06-15 |  | N/A | Miscellaneous
1 | Electrical Isolation Device | Power Supply Unit (PSU) | PACS Services | PSU24 |  | 8210001000100 | 1 | 1 | 1 | 0.75 |  |  |  |  | P | 2010-11-02 |  | N/A | Miscellaneous
2 | Electrical Isolation Device | Monitoring Board | PACS Services | SIS Solo |  | 8210002000100 | 2 | 3 | 2 | 0.75 |  |  |  |  | P | 2010-11-02 |  | N/A | Miscellaneous
3 | Electrical Isolation Device | Monitoring Boards | PACS Services | SIS Quad |  | 8210003000100 | 3 | 4 | 3 | 0.69 |  |  |  |  | P | 2010-11-02 |  | N/A | Miscellaneous
18 | Information System |  | Nexus Alpha Limited | Maia AVT information system (Video + ADSL) |  | 8350018000100 | 18 | 25 | 18 | 0.72145 |  |  |  |  | P | 2008-11-05 |  |  | Miscellaneous
8 | People Counter |  |  | GSM Mini Logger | 8390008 | 8390008000100 | 8 | [7 empty] | P | 2007-12-19 |  | Standard Conversion | Miscellaneous | 2012-02-15 | Made Permanent Changed to Generic
10 | People Counter |  | Springboard Research | Network Video Counter |  | 8390010000100 | 10 | 20 | 18 | 0.47 |  |  |  |  | P | 2011-06-06 |  |  | Miscellaneous | 2012-08-01 | Date issued added 01/08/2012
14 | Traffic Counter | RADAR for vehicle data collection with Bluetooth converter | Mobile Traffic Solutions | Smart Sensor HD |  | 8390014000100 | 14 | 31 | 28 | 0.46 |  |  |  |  | P | 2011-01-04 |  | N/A | Miscellaneous
41 | Radio Relay Station |  | Telensa Ltd | Base Station | 8480041 | 8480041000100 | 41 | 60 |  | 0.69 |  |  |  |  | P | 2011-06-06 |  | Standard Conversion | Miscellaneous | 2012-08-01 | Date issued added 01/08/2012
48 | Radio Relay Station | Mobile Phone Small Cell Backhaul (3G/4G) | Cambridge Communications Systems Ltd | Umbra |  | 8480044000100 | 44 | 88 | 77 | 0.49 |  |  |  |  | P | 2012-12-19 |  |  | Miscellaneous
150 | Radio Relay Station |  | OrangeTek | Original units | 8480150 | 8480150000100 | 150 | [7 empty] | P | 2005-06-01 |  | Standard Conversion | Miscellaneous
250 | Radio Relay Station |  |  | e.g. Edge GSM | 8480250 | 8480250000100 | 250 | [7 empty] | P | 2005-06-01 |  | Standard Conversion | Miscellaneous
300 | Radio Relay Station |  | OrangeTek | Second generation units / Type E2102 | 8480300 | 8480300000100 | 300 | [7 empty] | P | 2005-06-01 |  | Standard Conversion | Miscellaneous
450 | Radio Relay Station |  |  | Type S2000 | 8480450 | 8480450000100 | 450 | [7 empty] | P | 2005-06-01 |  | Standard Conversion | Miscellaneous
500 | Radio Relay Station |  | OrangeTek | Third generation units | 8480500 | 8480500000100 | 500 | [7 empty] | P | 2005-06-01 |  | Standard Conversion | Miscellaneous
0 | Telephone kiosk | phone powered from phone lines | BT | Type P0 phone | 8630000 | 8630000000100 | 0 | [7 empty] | P | 2005-06-01 |  | Standard Conversion | Miscellaneous
1 | Telephone kiosk | textphone | BT | Type P1 phone | 8630001 | 8630001000100 | 1 | [7 empty] | P | 2005-06-01 |  | Standard Conversion | Miscellaneous
20 | Telephone kiosk | 8w flourescent stan. gr twin lamp cct | BT | Type L1 lighting (+ type P0 phone) | 8630020 | 8630020000100 | 20 | 23 | 11 | 0.87 |  |  |  |  | P | 2005-06-01 |  | Standard Conversion | Miscellaneous
21 | Telephone kiosk |  | BT | Type L1 lighting + type P1 phone | 8630021 | 8630021000100 | 21 | 23 | 11 | 0.88 |  |  |  |  | P | 2005-06-01 |  | Standard Conversion | Miscellaneous
29 | Telephone kiosk | payphone | BT | Type P2 phone | 8630029 | 8630029000100 | 29 | [7 empty] | P | 2005-06-01 |  | Standard Conversion | Miscellaneous
34 | Telephone kiosk | 8w fluorescent std gear twin lamp circuit | BT | Type L1 lighting + type P4 phone |  | 8630034000100 | 34 | [7 empty] | P | 2005-06-01 |  | Standard Conversion | Miscellaneous
36 | Telephone kiosk | 32w low pressure mercury H/F gear | BT | Type L2 lighting (+ type P0 phone) | 8630036 | 8630036000100 | 36 | [7 empty] | P | 2005-06-01 |  | Standard Conversion | Miscellaneous
37 | Telephone kiosk |  | BT | Type L2 lighting + type P1 phone | 8630037 | 8630037000100 | 37 | [7 empty] | P | 2005-06-01 |  | Standard Conversion | Miscellaneous
49 | Telephone kiosk |  | BT | Type L1 lighting + type P2 phone | 8630049 | 8630049000100 | 49 | 23 | 11 | 0.9 |  |  |  |  | P | 2005-06-01 |  | Standard Conversion | Miscellaneous
50 | Telephone kiosk | 32w low pressure mercury H/F gear | BT | Type L2 lighting + type P4 phone |  | 8630050000100 | 50 | [7 empty] | P | 2005-06-01 |  | Standard Conversion | Miscellaneous
65 | Telephone kiosk |  | BT | Type L2 lighting + type P2 phone | 8630065 | 8630065000100 | 65 | [7 empty] | P | 2005-06-01 |  | Standard Conversion | Miscellaneous
100 | Telephone kiosk |  | Generic | Advertising Display Unit |  | 8630100000360 | 100 |  |  |  | 360 |  |  |  | P | 2008-03-17 |  | Standard Conversion | Miscellaneous | 15/02/2012 01/08/2012 | Made Permanent. 8630100 issued at date of application, now superceded. 'Old Charge Code' changed to 'New Charge Code' due disprencies in lighting levels. 01/08/2012 Company name 'Generic'
175 | Telephone kiosk | internet payphone | BT | Type P3 phone | 8630175 | 8630175000100 | 175 | [7 empty] | P | 2005-06-01 |  | Standard Conversion | Miscellaneous
195 | Telephone kiosk |  | BT | Type L1 lighting + type P3 phone | 8630195 | 8630195000100 | 195 |  | 11 | [5 empty] | P | 2005-06-01 |  | Standard Conversion | Miscellaneous
211 | Telephone kiosk |  | BT | Type L2 lighting + type P3 phone | 8630211 | 8630211000100 | 211 | [7 empty] | P | 2005-06-01 |  | Standard Conversion | Miscellaneous
60 | Ticket Machine |  | Generic | Pay & Display machine | 8640060 | 8640060000100 | 60 | [7 empty] | P | 2008-02-13 |  | Standard Conversion | Miscellaneous | 2012-02-15 | Made Perment Changed to Generic
80 | Ticket Machine |  | Generic | Pay & Display machine | 8640080 | 8640080000100 | 80 | [7 empty] | P | 2008-02-13 |  | Standard Conversion | Miscellaneous | 2012-02-15 | Made Perment Changed to Generic
100 | Ticket Machine |  | Generic | Pay & Display machine | 8640100 | 8640100000100 | 100 | [7 empty] | P | 2008-02-13 |  | Standard Conversion | Miscellaneous | 2012-02-15 | Made Perment Changed to Generic
9 | TV Camera/ Equipment | Codec Video Server and Power Supply | COE Ltd | X-Stream 400 |  | 8700009000100 | 9 | 22 | 20 | 0.4 |  |  |  |  | P | 2011-08-17 |  | N/A | Miscellaneous
28 | Security Camera |  | WCCTV Limited | WCCTV 28W Security Camera |  | 8700028000100 | 28 | 67 | 60 | 0.42 |  |  |  |  | P | 2010-02-01 |  |  | Miscellaneous
35 | TV Camera |  | Generic |  |  | 8700035000100 | 35 | [7 empty] | P | 2008-07-17 |  |  | Miscellaneous | 2012-02-15 | Made Permanent
36 | CCTV Camera |  | DW Windsor | JVC TKC686WPE CCTV Camera inclusive of control equipment and supply transformers |  | 8700036000100 | 36 | 40 | 18 | 0.9 |  |  |  |  | P | 2009-10-01 |  |  | Miscellaneous | 2010-11-02 | Corrected to "Miscellaneous"
40 | CCTV Camera | Camera Unit Only | Simulation-Systems | SSL CCTV (No Communication Equipment included as part of the charge code). |  | 8700040000100 | 40 | 56 | 39 | 0.71 |  |  |  |  | P | 2008-11-28 |  |  | Miscellaneous
45 | TV Camera |  | Generic |  |  | 8700045000100 | 45 | [7 empty] | P | 2008-07-17 |  |  | Miscellaneous | 2012-02-15 | Made Permanent
54 | TV Camera |  | Generic | Generic TVSS |  | 8700054000100 | 54 | [7 empty] | P | 2008-11-04 |  |  | Miscellaneous | 2012-02-15 | Made Permanent Changed to Generic
60 | Television Slave Station (TVSS) | CCTV | Chubb Systems | TVSS |  | 8700060000100 | 60 | [7 empty] | P | 2008-09-05 |  |  | Miscellaneous | 2012-02-15 | Made Permanent
6 | CCTV Equipment |  | Digital Barriers | CCTV Equipment |  | 8710006000100 | 9 | 24 | 22 | 0.38 |  |  |  |  | P | 2012-04-18 |  |  | Miscellaneous
29 | CCTV Illuminator | Infra-Red Floodlight - for use with SPECS 3 POD and ICEE POD | Vysionics | Bosch Infra-Red Light SLED20-8BD |  | 8710029000100 | 29 | 77 | 71 | 0.34 |  |  |  |  | P | 2012-05-16 |  | N/A | Miscellaneous
70 | Traffic Master Unit |  | Traffic Master Unit | Single camera sites (obsolete code) | 8730101 | 8730101000100 | 70 | 74 | 23 | 0.95 |  |  |  |  | P | 2005-06-01 |  | Standard Conversion | Miscellaneous
11 | Traffic Master Unit |  | Traffic Master Unit | Standalone IR site | 8730110 | 8730110000100 | 11 | 11 | 0 | 1 |  |  |  |  | P | 2005-06-01 |  | Standard Conversion | Miscellaneous
80 | Traffic Master Unit |  | Traffic Master Unit | Dual camera sites (obsolete code) | 8730201 | 8730201000100 | 80 | 84 | 26 | 0.95 |  |  |  |  | P | 2005-06-01 |  | Standard Conversion | Miscellaneous
23 | Traffic Master Unit |  | Traffic Master Unit | Sensor IR site | 8730230 | 8730230000100 | 23 | 23 | 0 | 1 |  |  |  |  | P | 2005-06-01 |  | Standard Conversion | Miscellaneous
400 | Air Quality Monitoring Device |  | Airpointer | Airpointer Compact Monitoring System |  | 8810400000100 | 400 | [7 empty] | T | 2008-08-12 | 2012-02-15 |  | Miscellaneous
4 | Wifi Repeater |  | Wifinity | Wifinity Mesh Box |  | 8820004000100 | 4 | 10 | 9 | 0.44 |  |  |  |  | P | 2009-02-26 |  |  | Miscellaneous | 2012-02-15 | Made Permanent
4 | Wi-Fi - Fibre Link | Ethernet Converter | O2 | IMC Networks IE-miniFibreLinX-II Meanwell PSU - LPU-60-24 |  | 8820004001100 | 4 | 15 | 14 | 0.29 |  |  |  |  | P | 2012-09-19 |  |  | Miscellaneous
5 | WiFi Equipment |  | Ruckus Wireless | Wireless (WiFi) network equipment for metro / outdoor use - 7731 |  | 8820005000100 | 5 | 17 | 16 | 0.31 |  |  |  |  | P | 2012-05-16 |  | N/A | Miscellaneous
6 | Wifi Equipment | Wifi Adapter | Ruckus Wireless | Zoneflex 7762 Access Point |  | 8820006000100 | 6 | 16 | 15 | 0.37 |  |  |  |  | P | 2011-06-06 |  |  | Miscellaneous | 2012-08-01 | Date issued added 01/08/2012
14 | Wireless Equipment |  | Ruckus Wireless | Wireless Access Point - ZONEFLEX 7782 |  | 8820014000100 | 14 | 20 | 18 | 0.4 |  |  |  |  | P | 2013-04-17 |  |  | Miscellaneous
18 | WiFi Equipment |  | Ruckus Wireless | Wireless (WiFi) network equipment for metro / outdoor use - 8800 |  | 8820018000100 | 18 | 46 | 42 | 0.39 |  |  |  |  | P | 2012-05-16 |  | N/A | Miscellaneous
0.85 | Electronic photocell | SELC 101 Electronic photocell | SELC Ireland | SELC 101 |  | 9040001004100 | 0.9 | 1 | 1 | 0.85 |  |  |  |  | P | 2011-08-30 |  | N/A | Miscellaneous
0.2 | Multi Level 1-10V dimming module | LLC7200/00 DynaDimmer module 1-10V control signal | Philips Lighting | DynaDimmer |  | 9100000000100 | 0.2 | 0.4 | 0.35 | 0.5 |  |  |  |  | P | 2011-02-15 |  | N/A | Miscellaneous
1.2 | SELV Multi Level 1-10V dimming module | LLC7200/00 SELV DynaDimmer module 1-10V control signal | Philips Lighting | DynaDimmer |  | 9100010000100 | 1.4 | 2 | 1.43 | 0.7 |  |  |  |  | P | 2011-02-15 |  | N/A | Miscellaneous
2 | Time switch | Control | Generic |  | 9100020 | 9100020000100 | 2 | [7 empty] | P | 2005-06-01 |  | Standard Conversion | Lamps
1.5 | Time Switch Controllers |  | Sheriffs Technologies Ltd | STL-MB Microtima Bluetooth |  | 9100020001100 | 1.51 | 3 | 3 | 0.46 |  |  |  |  | P | 2013-06-19 |  |  | Lamps
4 | Time switch | Control | Mk5 | school flashers Mk5 Micro Timer | 9100040 | 9100040000100 | 4 | [7 empty] | T | 2008-05-01 | 2012-02-15 | Standard Conversion | Lamps
3 | Thermal photo-cell | Control | Generic |  | 9200030 | 9200030000100 | 3 | [7 empty] | P | 2005-06-01 |  | Standard Conversion | Lamps
3 | Hybrid photo-cell | Control | Generic |  | 9300030 | 9300030000100 | 3 | [7 empty] | P | 2005-06-01 |  | Standard Conversion | Lamps
1 | Electronic photo-cell (standard) | Control | Generic |  | 9400010 | 9400010000100 | 1 | [7 empty] | P | 2005-06-01 |  | Standard Conversion | Lamps
0.6 | Electronic Photo Cell |  | Electrical Express | Retrofit LED Light Unit Control Sensor |  | 9400010001100 | 0.6 | 3 | 3 | 0.18 |  |  |  |  | P | 2010-03-31 |  |  | Lamps
1 | Electronic Photo Cell |  | Charles Endirect | CelSense L4 Isolator |  | 9400010002100 | 1 | 1 | 0.16 | 0.99 |  |  |  |  | P | 2010-06-01 |  |  | Lamps
1 | Electronic Photocell |  | May Gurney / Select Innovations | Integral Photocell for use with EnLight HID 35-100W Universal Ballast |  | 9400010003100 | 1 | [7 empty] | P | 2011-04-06 |  | N/A | Lamps
1.25 | Electronic Photocells | Continuous Standby Power | Generic |  |  | 9400010004100 | 1.25 | [7 empty] | P | 2011-08-30 |  | N/A | Miscellaneous
0.85 | Electronic photocell | SELC 101 Electronic photocell | SELC Ireland | SELC 101 |  | 9400010005100 | 0.9 | 1 | 1 | 0.85 |  |  |  |  | P | 2012-05-16 |  | N/A | Miscellaneous |  | Corrected Charge Code
0.25 | Electronic photo-cell (low loss) | Control | Generic | Zodion SS 12A / 6.7 / SS3DR / SS4DN / SS5DR photocell / SELC 841-LP | 9400011 | 9400011000100 | 0.25 |  | 4 | [5 empty] | P | 2005-06-01 |  | Standard Conversion | Lamps
0 | Electronic photo detector | Control | SELC Ireland | Photo detector hard wired into the ballast (for use with the SELC 2000 ballast only) |  | 9400020000100 | 0 | 0 | 0 | 0 |  |  |  |  | P | 2008-10-07 |  |  | Lamps
1.5 | Electronic photo-cell (infra red) | Control | Glasdon | Infra red photo detector for LED C008/3034 bollard baselight (24 Vac) |  | 9400020001100 | 1.5 | 11 | 11 | 0.13 |  |  |  |  | Superseded by 96 0002 0000 100 | 2009-02-23 | 2009-02-23 |  | Lamps
4 | Electronic photo-cell (infra red) | Control | Glasdon | Infra red photo detector for LED C008/3035 bollard baselight (240 Vac) |  | 9400040000100 | 4 | 10 | 9 | 0.4 |  |  |  |  | Superseded by 96 0004 0000 100 | 2009-02-23 | 2009-02-23 |  | Lamps
4 | Electronic Photo Cell |  | Charles Endirect | CelSense L4 Isolator |  | 9400040003100 | 4 | 4 | 0.28 | 1 |  |  |  |  | P | 2010-02-01 |  |  | Lamps | 2010-11-02 | Corrected to "Lamps"
0.25 | Electronic photo-cell (Latching relay) | Control | Generic | Microstar 2000 / Microstar Ultra / Oasis 1000 / Oasis 2000 / RTB1065 / SC1000 / ER4N | 9500000 | 9500000000100 | 0.25 | [7 empty] | P | 2005-06-01 |  | Standard Conversion | Lamps
0.5 | Infra Red Photocells |  | Generic |  |  | 9600010000100 | 0.5 | [7 empty] | P | 2011-08-30 |  | N/A | Miscellaneous
0.5 | Electronic photo-cell (infra red) | Control | Glasdon | Infra red photo detector for LED C008/3162 bollard baselight (240 Vac) |  | 9600010002100 | 0.59 | 2.03 | 2 | 0.29 |  |  |  |  | P | 2011-12-01 |  | N/A | Lamps
0.33 | Infra Red Photocells |  | Glasdon | Infra red photo detector for LED C008/3169 bollard baselight (240 Vac) |  | 9600010003100 | 0.33 | 1.99 | 1.96 | 0.17 |  |  |  |  | P | 2012-09-19 |  |  | Lamps |  | 0.33 Nominal Wattage rounded up
2 | Electronic photo-cell (low loss) and Ballast Standing Power | Control | Harvard Engineering | Part-night ballast standing power into permanent live terminal + a separate 0.25W Electronic photo cell (if a different photo cell is used a new code must be applied for) |  | 9600020000100 | 2.05 | 3 | 2 | 0.72 |  |  |  |  | Superseded by 97 0002 0000 100 | 2009-02-23 | 2009-02-23 |  | Lamps
1.5 | Electronic photo-cell (infra red) | Control | Glasdon | Infra red photo detector for LED C008/3034 bollard baselight (24 Vac) |  | 9600020000100 | 1.5 | 11 | 11 | 0.13 |  |  |  |  | P | 2009-02-23 |  |  | Lamps
1.73 | Infrared Photocell | Control | Glasdon | Infra red photo detector integral to Glasdon Lumino - Ground level LED uplighter |  | 9600020001100 | 1.73 | 5.75 | 5 | 0.3 |  |  |  |  | P | 2011-07-20 |  | N/A | Miscellaneous
4 | Electronic photo-cell (infra red) | Control | Glasdon | Infra red photo detector for LED C008/3035 bollard baselight (240 Vac) |  | 9600040000100 | 4 | 10 | 9 | 0.4 |  |  |  |  | P | 2009-02-23 |  |  | Lamps
3 | Electronic photo-cell Time Switch | Control | Generic |  | 9700000 | 9700000000100 | 3 | [7 empty] | P | 2005-06-01 |  | Standard Conversion | Lamps
0.4 | Electronic photo-cell (low loss) and Part Night Power Switch |  | Micatron | Micatron Part Night Power Switch (in Series with the PEC) + 0.25W Electronic Photo Cell (if a different photo cell is used a new code must be applied for) |  | 9700000001100 | 0.4 | [7 empty] | P | 2009-01-28 |  |  | Lamps
2 | Electronic photo-cell (low loss) and Ballast Standing Power | Control | Harvard Engineering | Part-night ballast standing power into permanent live terminal + a separate 0.25W Electronic photo cell (if a different photo cell is used a new code must be applied for) |  | 9700020000100 | 2.05 | 3 | 2 | 0.72 |  |  |  |  | P | 2008-10-15 |  |  | Lamps
0.025 | Electronic Control |  | Lucy Lighting | Current (Load) Sensing Relay |  | 9800000000100 | 0 | 0 | 0 | 0.13 |  |  |  |  | P | 2011-06-06 |  |  | Miscellaneous | 2012-08-01 | Date issued added 01/08/2012
0.5 | Remote Programmable Switch | Control | Telensa Ltd | Telecell TSL-500-1 | 9800001 | 9800001000100 | 0.5 | 2 |  | 0.25 |  |  |  |  | P | 2008-04-01 |  | Standard Conversion | Lamps
1 | CMS Control Device | Control | Harvard Engineering | LeafNode WMLN-868A |  | 9800010000100 | 1.22 | 6 | 6 | 0.2 |  |  |  |  | P | 2008-10-15 |  |  | Lamps
1 | CMS Control Device | Control | Zodion | Vizion Ballast Node VB-10 For use with any Zodion ZEBC Ballast |  | 9800010000100 | 1.22 | 6 | 6 | 0.2 |  |  |  |  | P | 2008-10-21 |  |  | Lamps
0.5 | Remote Programmable Switch | Control | Remco | Syra (fitted inside the lamp column, works with either group switching or in conjunction with a photocell) |  | 9800010001100 | 0.5 | 2 | 1 | 0.33 |  |  |  |  | P | 2009-02-23 |  |  | Lamps
0.7 | Electronic Control (Eg. CMS Devices) | Control and dimming module | Telensa Ltd | Telecell TSL-500-1 and Telensa TDM-A |  | 9800010002100 | 0.7 | 2.7 | 2.6 | 0.26 |  |  |  |  | P | 2010-08-31 |  | N/A | Lamps
0.97 | CMS Equipment | Street Light Control Unit | Mayflower | EXII/DALI Street Light Control Unit / Node |  | 9800010003100 | 0.97 | 3 | 3 | 0.3 |  |  |  |  | P | 2010-10-05 |  | N/A | Lamps
0.5 | CMS Control Device |  | Harvard Engineering | NEMA Node |  | 9800010004100 | 0.5 | 16 | 16 | 0.03 |  |  |  |  | P | 2011-01-04 |  | N/A | Lamps
2 | CMS Control Device | Control | Harvard Engineering | BranchNode WMBN-868A |  | 9800020000100 | 2.13 | 7 | 7 | 0.29 |  |  |  |  | P | 2008-10-15 |  |  | Lamps
2 | CMS Control Device | Control | Zodion | Vizion Collector VC-10 For use with any Zodion ZEBC Ballast |  | 9800020000100 | 2.13 | 7 | 7 | 0.29 |  |  |  |  | P | 2008-10-21 |  |  | Lamps
2 | CMS Control Device |  | Mayflower | Mayflower Node- IN*/***/**/** and EX/***/*** |  | 9800020001100 | 2 | 4 | 3 | 0.64 |  |  |  |  | P | 2009-10-01 |  |  | Lamps
4 | CMS Equipment | Area Controller Unit | Mayflower | SM/DALI Area Control Unit / Submaster |  | 9800040000100 | 4 | 11 | 10 | 0.36 |  |  |  |  | P | 2010-10-05 |  | N/A | Lamps
0.5 | Remote Programmable Switch | Control | Remco | Syra (fitted inside the lamp column, works with either group switching or in conjunction with a photocell) |  | 9900010000100 | 0.5 | 2 | 1 | 0.33 |  |  |  |  | Superseded by 98 0001 0001 100 | 2009-02-23 | 2009-02-23 |  | Lamps
1 | Multi-Level Static Dimming Controls | Control | Generic | Generic low loss PECU for use with MLSD |  | 9900010000100 | 0.25 |  | 4 | [5 empty] | P | 2012-06-21 |  |  | Lamps
1.5 | CMS Control Device | Control | Zodion | Vizion Collector VC-10 powered by independent VCPSU-10 power supply and not attached to any Ballast |  | 9900020000100 | 1.5 | 4 | 4 | 0.40541 |  |  |  |  | Superseded by 817 0002 000 100 | 2009-02-23 | 2009-02-23 |  | Lamps
1.5 | CMS Control Device | Control | Harvard Engineering | BranchNode WMBN-868A - Powered by an independent supply and not attached to any lighting column. |  | 9900020000100 | 1.5 | 4 | 4 | 0.40541 |  |  |  |  | Superseded by 817 0002 000 100 | 2009-02-23 | 2009-02-23 |  | Lamps
2 | Multi-Level Static Dimming Controls |  | Philips Lighting | SELV DynaDimmer & Generic PECU for use with MLSD |  | 9900020000100 | 1.5 | 2 | 1 | 0.75 |  |  |  |  | P | 2012-06-21 |  |  | Lamps
2 | Multi-Level Static Dimming Controls | Control | Philips Lighting | SELV DynaDimmer & Generic PECU for use with MLSD |  | 9900020000100 | 1.5 | 2 | 1.3229 | 0.75 |  |  |  |  | P | 2012-06-21 |  |  | Lamps
2 | Anti-Jamming Filter (CMS) | Filter | Remco | PHIL 15D Anti-Jamming Filter PHIL 30D Anti-Jamming Filter |  | 9900020001100 | 2 | [7 empty] | Superseded by 817 0002 001 100 | 2009-02-23 | 2009-02-23 |  | Lamps
4 | Anti-Jamming Filter (CMS) | Filter | Remco | PHIL63D Anti-Jamming Filter PHIL60D Anti-Jamming Filter |  | 9900040000100 | 4 | [7 empty] | Superseded by 817 0004 000 100 | 2009-02-23 | 2009-02-23 |  | Lamps
9 | CMS Control (Ground Cabinet) | Control | Remco | Remco CMS Control Cabinet (PAROS GSM + ANDROS TR + ANDROS CM + ANDROS PL + Cap 3) |  | 9900100000100 | 10 | [7 empty] | Superseded by 817 0010 000 100 | 2009-02-23 | 2009-02-23 |  | Lamps