## Charge Codes removed
Nominal Watts | Unit Description 1 | Unit Description 2 | Company | Manufacturer's Designation | Old Charge Code | New Charge Code | Circuit Watts | Circuit VA | Circuit VAR | Circuit Power Factor | Dimmed Circuit Watts | Dimmed Circuit VA | Dimmed Circuit VAR | Dimmed Power Factor | Status | Date Issued | Effective To Date | Standard/Non Standard Conversion | Lamps / Signals / Miscellaneous | Date Amended (This column is used when a change to the equipment description, circuit watts, or anything other than the Charge Code itself is made) | Amendment Notes
1 | Electrical Isolation Device | Power Supply Unit (PSU) | PACS Services | PSU24 |  | 821001000100 | 1 | 1 | 1 | 0.75 |  |  |  |  | Superseded by 821 0001 000 100 | 2010-08-05 | 2010-11-02 | N/A | Miscellaneous
2 | Electrical Isolation Device | Monitoring Board | PACS Services | SIS Solo |  | 821002000100 | 2 | 3 | 2 | 0.75 |  |  |  |  | Superseded by 821 0002 000 100 | 2010-08-05 | 2010-11-02 | N/A | Miscellaneous
3 | Electrical Isolation Device | Monitoring Boards | PACS Services | SIS Quad |  | 821003000100 | 3 | 4 | 3 | 0.69 |  |  |  |  | Superseded by 821 0003 000 100 | 2010-08-05 | 2010-11-02 | N/A | Miscellaneous
18 | Low Pressure Sodium | SOX SOXPLUS | Generic | Standard | 1100181 | 1100181000100 | 25 | 29 | 15 | 0.87 |  |  |  |  | P | 2005-06-01 | 2014-03-31 | Standard Conversion | Lamps | 2014-03-31 | Circuit Watts adjusted based on 2013 load research findings.
55 | Low Pressure Sodium | SOX SOXPLUS | Generic | Standard | 1100551 | 1100551000100 | 84 | 95 | 44 | 0.87 |  |  |  |  | Superseded by 11 0055 1000 100 | 2005-06-01 | 2012-03-31 | Standard Conversion | Lamps | 2012-02-29 | Superseded
55 | Low Pressure Sodium | SOX SOXPLUS | Generic | Low Loss | 1100552 | 1100552000100 | 67 | 73 | 29 | 0.92 |  |  |  |  | Superseded by 11 0055 2000 100 | 2005-06-01 | 2012-03-31 | Standard Conversion | Lamps | 2012-02-29 | Superseded
90 | Low Pressure Sodium | SOX SOXPLUS | Generic | Standard | 1100901 | 1100901000100 | 123 | 140 | 67 | 0.88 |  |  |  |  | Superseded by 11 0090 1000 100 | 2005-06-01 | 2012-03-31 | Standard Conversion | Lamps | 2012-02-29 | Superseded
90 | Low Pressure Sodium | SOX SOXPLUS | Generic | Low Loss | 1100902 | 1100902000100 | 104 | 120 | 60 | 0.87 |  |  |  |  | Superseded by 11 0090 2000 100 | 2005-06-01 | 2012-03-31 | Standard Conversion | Lamps | 2012-02-29 | Superseded
135 | Low Pressure Sodium | SOX SOXPLUS | Generic | Standard | 1101351 | 1101351000100 | 175 | 206 | 109 | 0.85 |  |  |  |  | Superseded by 11 0135 1000 100 | 2005-06-01 | 2012-03-31 | Standard Conversion | Lamps | 2012-02-29 | Superseded
135 | Low Pressure Sodium | SOX SOXPLUS | Generic | Low Loss | 1101352 | 1101352000100 | 159 | 168 | 54 | 0.95 |  |  |  |  | Superseded by 11 0135 2000 100 | 2005-06-01 | 2012-03-31 | Standard Conversion | Lamps | 2012-02-29 | Superseded
180 | Low Pressure Sodium | SOX SOXPLUS | Generic | Standard | 1101801 | 1101801000100 | 223 | 245 | 101 | 0.91 |  |  |  |  | P | 2005-06-01 | 2013-03-31 | Standard Conversion | Lamps | 2013-03-20 | Charge code superseded due to load research programme undertaken by ELEXON to confirm consumption values
18 | Low Pressure Sodium (Economy) | SOX/E | Generic | Optimum | 1200184 | 1200184000100 | 25 | 30 | 17 | 0.83 |  |  |  |  | P | 2005-06-01 | 2014-03-31 | Standard Conversion | Lamps | 2014-03-31 | Circuit Watts adjusted based on 2013 load research findings.
26 | Low Pressure Sodium (Economy) | SOX/E | Generic | Standard | 1200261 | 1200261000100 | 59 | 73 | 43 | 0.81 |  |  |  |  | P | 2005-06-01 | 2014-08-19 | Standard Conversion | Lamps |  | End-dated due to duplication, replaced by 1200261000100
26 | Low Pressure Sodium (Economy) | SOX/E | Generic | Low Loss | 1200262 | 1200262000100 | 41 | 42 | 9 | 0.98 |  |  |  |  | P | 2005-06-01 | 2014-08-19 | Standard Conversion | Lamps |  | End-dated due to duplication, replaced by 1200262000100
26 | Low Pressure Sodium (Economy) | SOX/E | Generic | Optimum | 1200264 | 1200264000100 | 33 | 38 | 19 | 0.87 |  |  |  |  | P | 2005-06-01 | 2014-08-19 | Standard Conversion | Lamps |  | End-dated due to duplication, replaced by 1200264000100
36 | Low Pressure Sodium (Economy) | SOX/E | Generic | Standard | 1200361 | 1200361000100 | 67 | 84 | 51 | 0.8 |  |  |  |  | P | 2005-06-01 | 2014-03-31 | Standard Conversion | Lamps | 2014-03-31 | Circuit Watts adjusted based on 2013 load research findings.
36 | Low Pressure Sodium (Economy) | SOX/E | Generic | Low Loss | 1200362 | 1200362000100 | 51 | 55 | 21 | 0.93 |  |  |  |  | P | 2005-06-01 | 2014-03-31 | Standard Conversion | Lamps | 2014-03-31 | Circuit Watts adjusted based on 2013 load research findings.
36 | Low Pressure Sodium (Economy) | SOX/E | Generic | High Frequency Electronic | 1200363 | 1200363000100 | 38 | 38 | 0 | 1 |  |  |  |  | P | 2005-06-01 | 2014-03-31 | Standard Conversion | Lamps | 2014-03-31 | Circuit Watts adjusted based on 2013 load research findings.
36 | Low Pressure Sodium (Economy) | SOX/E | Generic | Optimum | 1200364 | 1200364000100 | 45 | 49 | 19 | 0.92 |  |  |  |  | P | 2005-06-01 | 2014-03-31 | Standard Conversion | Lamps | 2014-03-31 | Circuit Watts adjusted based on 2013 load research findings.
66 | Low Pressure Sodium (Economy) | SOX/E | Generic | Standard | 1200661 | 1200661000100 | 104 | 108 | 29 | 0.96 |  |  |  |  | P | 2005-06-01 | 2014-03-31 | Standard Conversion | Lamps | 2014-03-31 | Circuit Watts adjusted based on 2013 load research findings.
66 | Low Pressure Sodium (Economy) | SOX/E | Generic | Low Loss | 1200662 | 1200662000100 | 83 | 92 | 40 | 0.9 |  |  |  |  | P | 2005-06-01 | 2014-03-31 | Standard Conversion | Lamps | 2014-03-31 | Circuit Watts adjusted based on 2013 load research findings.
66 | Low Pressure Sodium (Economy) | SOX/E | Generic | High Frequency Electronic | 1200663 | 1200663000100 | 68 | 68 | 0 | 1 |  |  |  |  | P | 2005-06-01 | 2014-03-31 | Standard Conversion | Lamps | 2014-03-31 | Circuit Watts adjusted based on 2013 load research findings.
66 | Low Pressure Sodium (Economy) | SOX/E | Generic | Optimum | 1200664 | 1200664000100 | 81 | 85 | 26 | 0.95 |  |  |  |  | P | 2005-06-01 | 2014-03-31 | Standard Conversion | Lamps | 2014-03-31 | Circuit Watts adjusted based on 2013 load research findings.
91 | Low Pressure Sodium (Economy) | SOX/E | Generic | Standard | 1200911 | 1200911000100 | 136 | 169 | 100 | 0.8 |  |  |  |  | P | 2005-06-01 | 2014-03-31 | Standard Conversion | Lamps | 2014-03-31 | Circuit Watts adjusted based on 2013 load research findings.
91 | Low Pressure Sodium (Economy) | SOX/E | Generic | Low Loss | 1200912 | 1200912000100 | 129 | 143 | 62 | 0.9 |  |  |  |  | P | 2005-06-01 | 2014-03-31 | Standard Conversion | Lamps | 2014-03-31 | Circuit Watts adjusted based on 2013 load research findings.
91 | Low Pressure Sodium (Economy) | SOX/E | Generic | Optimum | 1200914 | 1200914000100 | 106 | 112 | 36 | 0.95 |  |  |  |  | P | 2005-06-01 | 2014-03-31 | Standard Conversion | Lamps | 2014-03-31 | Circuit Watts adjusted based on 2013 load research findings.
131 | Low Pressure Sodium (Economy) | SOX/E | Generic | Standard | 1201311 | 1201311000100 | 178 | 194 | 77 | 0.92 |  |  |  |  | P | 2005-06-01 | 2014-03-31 | Standard Conversion | Lamps | 2014-03-31 | Circuit Watts adjusted based on 2013 load research findings.
131 | Low Pressure Sodium (Economy) | SOX/E | Generic | Low Loss | 1201312 | 1201312000100 | 176 | 196 | 86 | 0.9 |  |  |  |  | P | 2005-06-01 | 2014-03-31 | Standard Conversion | Lamps | 2014-03-31 | Circuit Watts adjusted based on 2013 load research findings.
131 | Low Pressure Sodium (Economy) | SOX/E | Generic | Optimum | 1201314 | 1201314000100 | 151 | 164 | 64 | 0.92 |  |  |  |  | P | 2005-06-01 | 2014-03-31 | Standard Conversion | Lamps | 2014-03-31 | Circuit Watts adjusted based on 2013 load research findings.
50 | High Pressure Sodium | SON | Generic | Standard | 1400501 | 1400501000100 | 62 | 71 | 35 | 0.87 |  |  |  |  | P | 2005-06-01 | 2013-03-31 | Standard Conversion | Lamps | 2013-03-20 | Charge code superseded due to load research programme undertaken by ELEXON to confirm consumption values
70 | High Pressure Sodium | SON | SELC Ireland | SELC 2000 70w Electronic Ballast | 1400735 | 1400705003100 | 79 | 80 | 13 | 0.99 |  |  |  |  | P | 2005-06-30 | 2013-06-18 | Non-Standard Conversion | Lamps | 2013-06-18 | End-dated due to duplication, new charge code 1400705012100
100 | High Pressure Sodium | SON | Generic | Standard | 1401001 | 1401001000100 | 114 | 132 | 67 | 0.86 |  |  |  |  | P | 2005-06-01 | 2013-03-31 | Standard Conversion | Lamps | 2013-03-20 | Charge code superseded due to load research programme undertaken by ELEXON to confirm consumption values
100 | High Pressure Sodium | SON | Venture Lighting | V100SSB255 V100SSC255 100W Ballast |  | 1401005000100 | 109 | 109 | 0 | 1 |  |  |  |  | P | 2013-06-19 | 2013-06-18 | Non-Standard Conversion | Lamps | 2013-06-18 | End-dated due to duplication, new charge code 14 01005012100
110 | High Pressure Sodium | SON | Generic | Standard | 1401101 | 1401101000100 | 126 | [7 empty] | P | 2005-06-01 | 2014-03-31 | Standard Conversion | Lamps | 2014-03-31 | Circuit Watts adjusted based on 2013 load research findings.
150 | High Pressure Sodium | SON | Generic | Standard | 1401501 | 1401501000100 | 172 | 195 | 93 | 0.88 |  |  |  |  | Superseded by 14 0150 1000 100 | 2005-06-01 | 2012-03-31 | Standard Conversion | Lamps | 2012-02-29 | Superseded
150 | High Pressure Sodium | SON | Venture Lighting | V150SSB255 V150SSC255 150W Ballast |  | 1401505000100 | 167 | 168 | 7 | 1 |  |  |  |  | P | 2013-06-19 | 2013-06-18 | Non-Standard Conversion | Lamps | 2013-06-18 | End-dated due to duplication, new charge code 140150 006100
210 | High Pressure Sodium (Plug in Replacement) | SON/H | Generic | Standard | 1402101 | 1402101000100 | 229 | 229 | 0 | 1 |  |  |  |  | P | 2005-06-01 | 2014-03-31 | Standard Conversion | Lamps | 2014-03-31 | Circuit Watts adjusted based on 2013 load research findings.
250 | High Pressure Sodium | SON | Generic | Standard | 1402501 | 1402501000100 | 279 | 317 | 150 | 0.88 |  |  |  |  | Superseded by 14 0250 1000 100 | 2005-06-01 | 2012-03-31 | Standard Conversion | Lamps | 2012-02-29 | Superseded
310 | High Pressure Sodium | SON | Generic | Standard | 1403101 | 1403101000100 | 340 | 386 | 183 | 0.88 |  |  |  |  | P | 2005-06-01 | 2014-03-31 | Standard Conversion | Lamps | 2014-03-31 | Circuit Watts adjusted based on 2013 load research findings.
350 | High Pressure Sodium (Plug in Replacement) | SON/H | Generic | Standard | 1403501 | 1403501000100 | 372 | 372 | 0 | 1 |  |  |  |  | P | 2005-06-01 | 2014-03-31 | Standard Conversion | Lamps | 2014-03-31 | Circuit Watts adjusted based on 2013 load research findings.
400 | High Pressure Sodium | SON | Generic | Standard | 1404001 | 1404001000100 | 434 | 511 | 270 | 0.85 |  |  |  |  | P | 2005-06-01 | 2013-03-31 | Standard Conversion | Lamps | 2013-03-20 | Charge code superseded due to load research programme undertaken by ELEXON to confirm consumption values
600 | High Pressure Sodium | SON | Generic | Standard | 1406001 | 1406001000100 | 640 | 736 | 363 | 0.87 |  |  |  |  | P | 2005-06-01 | 2014-03-31 | Standard Conversion | Lamps | 2014-03-31 | Circuit Watts adjusted based on 2013 load research findings.
1000 | High Pressure Sodium | SON | Generic | Standard | 1410001 | 1410001000100 | 1083 | 1265 | 654 | 0.86 |  |  |  |  | P | 2005-06-01 | 2014-03-31 | Standard Conversion | Lamps | 2014-03-31 | Circuit Watts adjusted based on 2013 load research findings.
100 | High Pressure Mercury (Halide) | HPI (MBI) | Lima International | 100 Watt ELTAM Ballasts | 2411003 | 2401003000100 | 110 | [7 empty] | T | 2007-12-06 | 2012-02-15 | Non-Standard Conversion | Lamps
150 | High Pressure Mercury (Halide) | HPI (MBI) | Lima International | 150 Watt ELTAM Ballasts | 2411503 | 2401503000100 | 164 | [7 empty] | T | 2007-12-06 | 2012-02-15 | Non-Standard Conversion | Lamps
250 | High Pressure Mercury (Halide) | HPI (MBI) | Metrolight | Smart HID 250W - (Dimmed 84% Circuit Watts) | 2402338 | 2402305031084 | 242 | 253 | 74 | 0.96 | 203 | 213 |  | 0.95 | Superseded by 24 0250 5031 084 | 2008-03-13 | 2008-03-13 | Non-Standard Conversion | Lamps
85 | High Pressure Mercury (Induction) |  | Environment Lighting | iQL 85w |  | 2500853001100 | 164 | 168 | 35 | 0.98 |  |  |  |  | P | 2013-02-20 | 2013-03-19 |  | Lamps | 2013-03-20 | End-dated to correct consumption values.
165 | High Pressure Mercury (Induction) |  | Environment Lighting | iQL 165w |  | 2501653001100 | 206 | 211 | 44 | 0.98 |  |  |  |  | P | 2013-02-20 | 2013-03-19 |  | Lamps | 2013-03-20 | End-dated to correct consumption values.
70 | High Pressure Mercury (Ceramic Discharge Metal Halide) | CDM-T, CMH - G12 | SELC Ireland | SELC 3000 70w Electronic Ballast (reduced operation 70% and dimmed to 69% of the reduced operation circuit Watts or 50% of the full potential circuit Watts). |  | 2600705000069 | 59 | 61 | 13 | 0.98 | 41 | 43 | 13 | 0.95 | Superseded by 26 0070 5004 069 | 2010-08-05 | 2010-11-02 | N/A | Lamps
150 | High Pressure Mercury (Ceramic Discharge Metal Halide) |  | Generic | Standard |  | 2601500000100 | 170 | [7 empty] | P | 2008-07-17 | 2013-03-31 |  | Lamps | 2013-03-20 | Charge code superseded due to load research programme undertaken by ELEXON to confirm consumption values
150 | High Pressure Mercury (Ceramic Discharge Metal Halide) | CDM-T TT ET | Generic | Low Loss | 2601502 | 2601502000100 | 167 | 167 |  | 1 |  |  |  |  | P | 2005-06-01 | 2013-03-31 | Standard Conversion | Lamps | 2013-03-20 | Charge code superseded due to load research programme undertaken by ELEXON to confirm consumption values
60 | Cosmopolis |  | SELC Ireland | SmartStar 60W (88% Circuit Watts - 90 Lumen level) |  | 2800603001084 | 66 | 70 | 22 | 0.95 | 58 | 62 | 22 | 0.94 | P | 2012-12-19 | 2014-08-19 |  | Lamps |  | End-dated due to miscoding on dimming percentage, replaced by 2800603001088
18 | Low Pressure Mercury (Compact) - Single Lamp | PL-L / PL-S lamp | Simmonsigns Limited | 24W LUBMKT Type B Sign Light | 3300181 | 3300181000100 | 26 | 89 | 85 | 0.29 |  |  |  |  | P | 2013-06-19 | 2013-06-18 | Non-Standard Conversion | Lamps | 2013-06-18 | End-dated due to duplication, new charge code 3300181001100
18 | Low Pressure Mercury (Compact) - Single Lamp | PL-L | Generic | 18 watt PL-L H/F single lamp circuit (24 volt) | 3300186 | 3300186000100 | 29 | [7 empty] | T | 2007-10-12 | 2012-02-15 | Standard Conversion | Lamps
80 | Philips Residium Lantern |  | Philips Lighting |  |  | 3300803000100 | 80 | [7 empty] | T | 2008-07-17 | 2013-06-18 |  | Lamps | 23/02/2009 12/06/2012 | Circuit watts increased, so that the nominal watts do not equal the circuit watts. This was issued to an UMSO as a temporary code. End-date extended to allow time for test data to be provided for a permanent code.
4 | Light Emitting Diodes (LEDs) |  | Eurosigns (UK) Ltd | 460mm x 310mm Sign (L1 Mode) |  | 4000040003100 | 4 | 9 | 8 | 0.42 |  |  |  |  | P | 2011-06-06 | 2013-06-18 |  | Lamps | 2013-06-18 | End-dated due to duplication, new charge code 4000040008100
5 | Light Emitting Diodes (LEDs) |  | Signature Limited | 230V LED Delta / LA / Titan Signlight |  | 4000050000100 | 5 | 13 | 12 | 0.42 |  |  |  |  | P | 2009-10-01 | 2013-06-18 |  | Lamps | 2013-06-18 | End-dated due to duplication, new charge code 4000050016100
6 | Light Emitting Diodes (LEDs) | 600mm Triangle | One2See Signs Ltd | BT600-LED |  | 4000060005100 | 6 | 14 | 12 | 0.43 |  |  |  |  | P | 2010-10-05 | 2014-08-19 |  | Lamps | 2011-12-01 | End-dated due to duplication, replaced by 4000060005100
7 | Light Emitting Diodes (LEDs) |  | Simmonsigns Limited | 4 x 1 watt Simmonsigns LED Light Unit |  | 4000070000100 | 7 | 9 | 6 | 0.77 |  |  |  |  | P | 2009-10-01 | 2013-06-18 |  | Lamps | 2013-06-18 | End-dated due to duplication, new charge code 4000070008100
8 | Light Emitting Diodes (LEDs) | LED | Siemens | ELV LED REG SIGN 667/1/33510/000 |  | 4000080000100 | 8 | 8 | 1 | 0.99 |  |  |  |  | P | 2009-10-01 | 2013-06-18 |  | Lamps | 2013-06-18 | End-dated due to duplication, new charge code 4000080013100
8 | Light Emitting Diodes (LEDs) |  | Simmonsigns Limited | Single Sided Weebol plus Light Unit 24V (4 LED) |  | 4000080000100 | 8 | 22 | 20 | 0.38 |  |  |  |  | P | 2009-10-01 | 2013-06-18 |  | Lamps | 2013-06-18 | End-dated due to duplication, new charge code 4000080012100
8 | Light Emitting Diodes (LEDs) |  | Simmonsigns Limited | 8W LED Overhead Type A Signlight |  | 4000080001100 | 8 | 10 | 6 | 0.8 |  |  |  |  | P | 2010-03-31 | 2013-06-18 |  | Lamps | 2013-06-18 | End-dated due to duplication, new charge code 4000080014100
8 | Light Emitting Diodes (LEDs) |  | ASD Lighting | Retro Fit 6 LED Gear Tray |  | 4000080009100 | 8 | 15 | 13 | 0.52 |  |  |  |  | P | 2012-06-22 | 2014-08-19 |  | Lamps |  | End-dated due to duplication and miscoding, replaced by 4100080001100
8 | Light Emitting Diodes (LEDs) |  | Simmonsigns Limited | 8W LED Overhead Type A Signlight |  | 4000080014100 | 8 | 10 | 6 | 0.8 |  |  |  |  | P | 2013-06-19 | 2013-10-15 |  | Lamps |  | New Charge Code
9 | Light Emitting Diodes (LEDs) | LED Street Sign | Signature Limited | Signature 9W LED Signlight |  | 4000090000100 | 10 | 19 | 16 | 0.52 |  |  |  |  | Superseded by 40 0009 0002 100 | 2010-06-01 | 2010-11-02 |  | Lamps
9 | Light Emitting Diodes (LEDs) |  | Simmonsigns Limited | Single Sided Weebol plus Light Unit (6 LED) |  | 4000090000100 | 9 | 11 | 5 | 0.86 |  |  |  |  | P | 2010-06-01 | 2013-06-18 |  | Lamps | 2013-06-18 | End-dated due to duplication, new charge code 4000090006100
10 | Light Emitting Diodes (LEDs) | LED light | Aquila Noctis | Aquila Noctis Mini LED | 4000100 | 4000100000100 | 10 | [7 empty] | T | 2007-10-24 | 2012-02-15 | Standard Conversion | Lamps
10 | Light Emitting Diodes (LEDs) | 6 LED Light Sign Lite | Haldo | HTA 006 LED |  | 4000100001100 | 10 | 11 | 4 | 0.91 |  |  |  |  | T | 2009-07-01 | 2012-02-15 |  | Lamps
10 | Light Emitting Diodes (LEDs) | LED Light | Zeta Group | ZGA-2DL10W-CW |  | 4000100004100 | 11 | 23 | 20 | 0.47 |  |  |  |  | P | 2011-02-15 | 2014-08-19 | N/A | Lamps |  | End-dated due to duplication, replaced by 4000100004100
| Light Emitting Diodes (LEDs) | LED | Charles Endirect | Celstar N1 LED Based Traffic Beacon / Celstar 2 LED Based Belisha Beacons | 4000110 | 4000110000100 | [8 empty] | Superseded by 79 50 018 000 100 | 2008-09-11 | 2008-09-11 | Standard Conversion | Lamps
13 | Light Emitting Diodes (LEDs) | LED | Reddi Light Ltd | Reddi Light LED | 4000130 | 4000130000100 | 13 | 28 |  | 0.45 |  |  |  |  | P | 2006-11-01 | 2013-06-18 | Non-Standard Conversion | Lamps | 2013-06-18 | End-dated due to duplication, new charge code 4000130003100
13 | Light Emitting Diodes (LEDs) | 9 LED Light Sign Lite | Haldo | HTA 009 LED |  | 4000130001100 | 13 | 14 | 4 | 0.95 |  |  |  |  | T | 2009-07-01 | 2012-02-15 |  | Lamps
15 | Light Emitting Diodes (LEDs) | LED | John Wilkinson | John Wilkinson LED unit | 4000150 | 4000150000100 | 15 | 16 | 6 | 0.94 |  |  |  |  | P | 2005-06-30 | 2013-06-18 | Non-Standard Conversion | Lamps | 2013-06-18 | End-dated due to duplication, new charge code 4000150007100
17 | Light Emitting Diodes (LEDs) |  | Simmonsigns Limited | Global Base Lights |  | 4000170000100 | 17 | 19 | 8 | 0.86 |  |  |  |  | P | 2009-12-01 | 2013-06-18 |  | Lamps | 2013-06-18 | End-dated due to duplication, new charge code 4000190004100
17 | Light Emitting Diodes (LEDs) |  | Signature Limited | Signature BL-S-LED |  | 4000170000100 | 17 | 18 | 5 | 0.95 |  |  |  |  | P | 2009-12-01 | 2013-06-18 | Non-Standard Conversion | Lamps | 2013-06-18 | End-dated due to duplication, new charge code 4000170003100
19 | Light Emitting Diodes (LEDs) | LED | Reddi Light Ltd | Reddi Light - RH1 | 4000190 | 4000190000100 | 19 | 20 | 6 | 0.95 |  |  |  |  | P | 2010-06-01 | 2013-06-18 |  | Lamps |  | End-dated due to duplication, new charge code 4000190003100
19 | Light Emitting Diodes (LEDs) | LED | Sign Light | Sign Light - 4 LEDs | 4000190 | 4000190000100 | 19 | 20 | 6 | 0.95 |  |  |  |  | P | 2010-06-01 | 2013-06-18 |  | Lamps | 2013-06-18 | End-dated due to duplication, new charge code 4000190004100
19 | Light Emitting Diodes (LEDs) | LED Street Sign | Signature Limited | Signature 19W LED Baselight |  | 4000190000100 | 20 | 28 | 20 | 0.71 |  |  |  |  | Superseded by 40 0019 0001 100 | 2010-06-01 | 2010-11-02 |  | Lamps
20 | Light Emitting Diodes (LEDs) | LED | Simmonsigns Limited | LUA LED Sign Light | 4000200 | 4000200000100 | 20 | 23 | 12 | 0.87 |  |  |  |  | P | 2005-06-30 | 2013-06-18 | Non-Standard Conversion | Lamps | 2013-06-18 | End-dated due to duplication, new charge code 4000200006100
24 | Light Emitting Diodes (LEDs) | LED | Aquila Noctis | Aquila Noctis Maxi LED | 4000240 | 4000240000100 | 24 | [7 empty] | T | 2007-10-24 | 2012-02-15 | Standard Conversion | Lamps
30 | Light Emitting Diodes (LEDs) |  | Indo Lighting Ltd | FIT-T8-1500-30W |  | 4000300000100 | 30 | 31 | 10 | 0.95 |  |  |  |  | P | 2012-11-14 | 2013-06-18 |  | Lamps | 2013-06-18 | End-dated due to duplication, new charge code 4000300001100
38 | Light Emitting Diodes (LEDs) | LED | Pace (UK) Ltd | Type KL001 LED bollard base plate | 4000380 | 4000380000100 | 38 | 38 |  | 1 |  |  |  |  | P | 2005-06-30 | 2013-06-18 |  | Lamps | 2013-06-18 | End-dated due to duplication, new charge code 4000380001100
48 | Light Emitting Diodes (LEDs) | LED Lines | Generic |  | 4000480 | 4000480000100 | 48 | [7 empty] | T | 2008-06-12 | 2012-02-15 | Standard Conversion | Lamps
64 | Light Emitting Diodes (LEDs) | LED street Light | OrangeTek | ARIALED 60 |  | 4000640000100 | 63 | 67 | 24 | 0.93 |  |  |  |  | p | 2013-03-20 | 2014-04-15 |  | Lamps | 2014-04-15 | Superseded by 41 0064 0006 100 as it is a Street Light and not a LED product
3 | LED Street Lights | SunRay 10 | Low Energy Designs Ltd | SunRay 10 No illumination |  | 4100030000100 | 3 | 15 | 14 | 0.23 |  |  |  |  | P | 2009-06-23 | 2013-05-14 |  | Lamps |  | Superceded by 94 0003 0000 100
7 | LED Street Lights | SUNFire 7 | Low Energy Designs Ltd | SUNFire 7 (No Power) |  | 4100070000100 | 7 | 14 | 11 | 0.55 |  |  |  |  | P | 2009-06-23 | 2013-05-14 |  | Lamps |  | Superceded by 94 0007 0000 100
7 | LED Street Lights | SunBURST 8 | Low Energy Designs Ltd | SunBURST 8 No illumination |  | 4100070001100 | 7 | 13 | 11 | 0.55 |  |  |  |  | P | 2009-06-23 | 2013-05-14 |  | Lamps |  | Superceded by 94 0007 0000 100
10 | LED Street Lights |  | Urbis Schréder | 8 LED LF 350mA Module V4 CLO |  | 4100100007100 | 10 | 11 | 4 | 0.93 |  |  |  |  | P | 2014-03-19 | 2014-07-15 |  | Lamps |  | This has been end dated due to a duplication with 4100100008100
14 | LED Street Lights |  | Urbis Schréder | 8 LED LF 500mA Module V4 CLO |  | 4100140010100 | 14 | 14 | 4 | 0.96 |  |  |  |  | P | 2014-03-19 | 2014-07-15 |  | Lamps |  | This has been end dated due to a duplication with 4100140012100
16 | LED Street Lights |  | Urbis Schréder | 16 LED LF 263mA Module V2 |  | 4100160002100 | 16 | 18 | 7 | 0.91 |  |  |  |  | P | 2013-02-20 | 2014-07-15 |  | Lamps |  | This has been end dated due to a duplication with 4100160003100
19 | LED Street Lights |  | Urbis Schréder | 16 LED LF 350mA Module V4 CLO |  | 4100190005100 | 19 | 21 | 9 | 0.91 |  |  |  |  | P | 2014-03-19 | 2014-07-15 |  | Lamps |  | This has been end dated due to a duplication with 4100190009100
21 | LED Street Lights |  | Urbis Schréder | 16 LED LF 350mA Module V2 (56% Dimmed Circuit Watts) |  | 4100210006056 | 21 | 22 | 8 | 0.93 | 28 | 30 | 9 | 0.95 | P | 2013-03-20 | 2013-05-14 |  | Lamps
21 | LED Street Lights |  | Urbis Schréder | 16 LED LF 350mA Module V2 (56% Dimmed Circuit Watts) |  | 4100210006056 | 21 | 22 | 8 | 0.93 | 12 | 14 | 7 | 0.87 | P | 2013-05-15 | 2014-07-15 |  | Lamps |  | This has been end dated due to a duplication, replaced by 4100210005057
21 | LED Street Lights |  | Urbis Schréder | 16 LED LF 350mA Module V2 |  | 4100210006100 | 21 | 22 | 8 | 0.93 |  |  |  |  | P | 2013-03-20 | 2014-07-15 |  | Lamps |  | This has been end dated due to a duplication, replaced by 4100210005100
22 | LED Street Lights |  | LED Roadway Lighting | Satellite Series 22W Model S24M |  | 4100220000100 | 22 | 29 | 20 | 0.74 |  |  |  |  | P | 2010-03-31 | 2013-06-18 |  | Lamps | 2013-06-18 | End-dated due to duplication, new charge code 4100220004100
22 | LED Street Lights |  | LED Roadway Lighting | Satellite Series 22W Model S24M |  | 4100220000100 | 22 | 29 | 20 | 0.74 |  |  |  |  | P | 2010-03-31 | 2013-06-18 |  | Lamps | 2013-06-18 | End-dated due to duplication, new charge code 4100220004100
22 | LED Street Lights |  | ASD Lighting | 18 LED Street and Flood Lighting |  | 4100220003100 | 22 | 23 | 6 | 0.96 |  |  |  |  | P |  | 2013-06-18 |  | Lamps | 2013-06-18 | End-dated due to duplication, new charge code 4100220007100
22 | LED Street Lights |  | Advanced LEDs Ltd | Clipper 22WEH |  | 4100220003100 | 22 | 24 | 8 | 0.94 |  |  |  |  | P | 2012-06-21 | 2013-06-18 |  | Lamps | 2013-06-18 | End-dated due to duplication, new charge code 4100220005100
26 | LED Street Lights |  | Urbis Schréder | 16 LED LF 500mA Module V4 CLO |  | 4100260009100 | 26 | 28 | 10 | 0.93 |  |  |  |  | P | 2014-03-19 | 2014-07-15 |  | Lamps |  | This has been end dated due to a duplication with 4100260012100
26 | LED Street Lights | MLSD-Approved | Advanced LEDS Ltd | Clipper 26WEH |  | 4100266000100 | 27 | 28 | 7 | 0.96 |  |  |  |  | P | 2013-11-20 | 2014-08-19 |  | Lamps |  | End-dated due to duplication, replaced by 4100266001100
27 | LED Street Lights | 24 LED ST1 G4 Optic | iGuzzini Illuminazione (UK) Ltd | WOW small Profile 1 - 350mA (55% dimmed circuit watts) |  | 4100270009055 | 33 | 37 | 17 | 0.88 | 18 | 25 | 17 | 0.71 | P | 2013-09-18 | 2014-08-19 |  | Lamps |  | End-dated due to duplication, replaced by 4100270009055
27 | LED Street Lights | 24 LED ST0.8C G6 Optic | iGuzzini Illuminazione (UK) Ltd | WOW small Profile 1 - 350mA (55% dimmed circuit watts) |  | 4100270009055 | 33 | 37 | 17 | 0.88 | 18 | 25 | 17 | 0.71 | P | 2013-09-18 | 2014-08-19 |  | Lamps |  | End-dated due to duplication, replaced by 4100270009055
27 | LED Street Lights | 24 LED ST1 G4 Optic | iGuzzini Illuminazione (UK) Ltd | WOW small Profile 1 - 350mA (70% dimmed circuit watts) |  | 4100270009070 | 33 | 37 | 17 | 0.88 | 23 | 29 | 17 | 0.81 | P | 2013-09-18 | 2014-08-19 |  | Lamps |  | End-dated due to duplication, replaced by 4100270009070
27 | LED Street Lights | 24 LED ST0.8C G6 Optic | iGuzzini Illuminazione (UK) Ltd | WOW small Profile 1 - 350mA (70% dimmed circuit watts) |  | 4100270009070 | 33 | 37 | 17 | 0.88 | 23 | 29 | 17 | 0.81 | P | 2013-09-18 | 2014-08-19 |  | Lamps |  | End-dated due to duplication, replaced by 4100270009070
27 | LED Street Lights |  | CU Phosco Lighting | P851-6 B 350mA 27W CLO |  | 4100270009100 | 27 | 29 | 10 | 0.93 |  |  |  |  | P | 2013-10-16 | 2014-08-19 |  | Lamps |  | End-dated due to duplication, replaced by 4100270017100
27 | LED Street Lights | 24 LED ST1 G4 Optic | iGuzzini Illuminazione (UK) Ltd | WOW small Profile 1 - 350mA |  | 4100270009100 | 33 | 37 | 17 | 0.88 |  |  |  |  | P | 2013-09-18 | 2014-08-19 |  | Lamps |  | End-dated due to duplication, replaced by 4100270009100
27 | LED Street Lights | 24 LED ST0.8C G6 Optic | iGuzzini Illuminazione (UK) Ltd | WOW small Profile 1 - 350mA |  | 4100270009100 | 33 | 37 | 17 | 0.88 |  |  |  |  | P | 2013-09-18 | 2014-08-19 |  | Lamps |  | End-dated due to duplication, replaced by 4100270009100
28 | LED Street Lights |  | Urbis Schréder | 16 LED LF 500mA Module V2 |  | 4100280013100 | 28 | 30 | 9 | 0.95 |  |  |  |  | P | 2013-03-20 | 2014-07-15 |  | Lamps |  | This has been end dated due to a duplication with 4100280015100
29 | LED Street Lights |  | Urbis Schréder | 24 LED LF 350mA Module V3 (34% dimmed circuit watts) |  | 4100290011034 | 29 | 30 | 9 | 0.95 | 10 | 12 | 7 | 0.84 | P | 2014-01-22 | 2014-07-15 |  | Lamps |  | This has been end dated due to a duplication with 4100290005100
29 | LED Street Lights |  | Urbis Schréder | 24 LED LF 350mA Module V3 (59% dimmed circuit watts) |  | 4100290011059 | 29 | 30 | 9 | 0.95 | 17 | 18 | 8 | 0.91 | P | 2014-01-22 | 2014-07-15 |  | Lamps |  | This has been end dated due to a duplication with 4100290005100
29 | LED Street Lights |  | Urbis Schréder | 24 LED LF 350mA Module V3 |  | 4100290011100 | 29 | 30 | 9 | 0.95 |  |  |  |  | P | 2014-01-22 | 2014-07-15 |  | Lamps |  | This has been end dated due to a duplication with 4100290005100
30 | LED Street Lights |  | Philips Lighting | BPP 407/2 UrbanLine LED 2 Luminaire |  | 4100300000100 | 31 | 34 | 14 | 0.91 |  |  |  |  | Superseded by 41 0030 0002 100 | 2009-12-01 | 2010-11-02 |  | Lamps
30 | LED Street Lights |  | Advanced LEDs Ltd | Clipper 30WEH |  | 4100300006100 | 31 | 32 | 8 | 0.97 |  |  |  |  | P | 2012-06-21 | 2012-04-16 |  | Lamps | 2013-06-18 | End-dated due to duplication, new charge code 4100300010100
33 | LED Street Lights | 24 LED ST1 G4 Optic | iGuzzini Illuminazione (UK) Ltd | WOW small Profile 2 - 450mA (51% dimmed circuit watts) |  | 4100330007051 | 39 | 42 | 17 | 0.92 | 20 | 26 | 16 | 0.78 | P | 2013-09-18 | 2014-08-19 |  | Lamps |  | End-dated due to duplication, replaced by 4100330007051
33 | LED Street Lights | 24 LED ST0.8C G6 Optic | iGuzzini Illuminazione (UK) Ltd | WOW small Profile 2 - 450mA (51% dimmed circuit watts) |  | 4100330007051 | 39 | 42 | 17 | 0.92 | 20 | 26 | 16 | 0.78 | P | 2013-09-18 | 2014-08-19 |  | Lamps |  | End-dated due to duplication, replaced by 4100330007051
33 | LED Street Lights | 24 LED ST1 G4 Optic | iGuzzini Illuminazione (UK) Ltd | WOW small Profile 2 - 450mA (72% dimmed circuit watts) |  | 4100330007072 | 39 | 42 | 17 | 0.92 | 28 | 33 | 17 | 0.86 | P | 2013-09-18 | 2014-08-19 |  | Lamps |  | End-dated due to duplication, replaced by 4100330007072
33 | LED Street Lights | 24 LED ST0.8C G6 Optic | iGuzzini Illuminazione (UK) Ltd | WOW small Profile 2 - 450mA (72% dimmed circuit watts) |  | 4100330007072 | 39 | 42 | 17 | 0.92 | 28 | 33 | 17 | 0.86 | P | 2013-09-18 | 2014-08-19 |  | Lamps |  | End-dated due to duplication, replaced by 4100330007072
33 | LED Street Lights |  | CU Phosco Lighting | P851-4 B 650mA 33W CLO |  | 4100330007100 | 33 | 34 | 10 | 0.96 |  |  |  |  | P | 2013-10-16 | 2014-08-19 |  | Lamps |  | End-dated due to duplication, replaced by 4100330009100
33 | LED Street Lights | 24 LED ST1 G4 Optic | iGuzzini Illuminazione (UK) Ltd | WOW small Profile 2 - 450mA |  | 4100330007100 | 39 | 42 | 17 | 0.92 |  |  |  |  | P | 2013-09-18 | 2014-08-19 |  | Lamps |  | End-dated due to duplication, replaced by 4100330007100
33 | LED Street Lights | 24 LED ST0.8C G6 Optic | iGuzzini Illuminazione (UK) Ltd | WOW small Profile 2 - 450mA |  | 4100330007100 | 39 | 42 | 17 | 0.92 |  |  |  |  | P | 2013-09-18 | 2014-08-19 |  | Lamps |  | End-dated due to duplication, replaced by 4100330007100
35 | LED Street Lights |  | Urbis Schréder | 16 LED LF 700mA Module V4 CLO |  | 4100350016100 | 35 | 36 | 10 | 0.96 |  |  |  |  | P | 2014-03-19 | 2014-07-15 |  | Lamps |  | This has been end dated due to a duplication with 4100350018100
38 | LED Street Lights | 24 LED ST1 G4 Optic | iGuzzini Illuminazione (UK) Ltd | WOW small Profile 3 - 525mA (53% dimmed circuit watts) |  | 4100380004053 | 45 | 48 | 17 | 0.94 | 24 | 29 | 17 | 0.81 | P | 2013-09-18 | 2014-08-19 |  | Lamps |  | End-dated due to duplication, replaced by 4100380004053
38 | LED Street Lights | 24 LED ST0.8C G6 Optic | iGuzzini Illuminazione (UK) Ltd | WOW small Profile 3 - 525mA (53% dimmed circuit watts) |  | 4100380004053 | 45 | 48 | 17 | 0.94 | 24 | 29 | 17 | 0.81 | P | 2013-09-18 | 2014-08-19 |  | Lamps |  | End-dated due to duplication, replaced by 4100380004053
38 | LED Street Lights | 24 LED ST1 G4 Optic | iGuzzini Illuminazione (UK) Ltd | WOW small Profile 3 - 525mA (71% dimmed circuit watts) |  | 4100380004071 | 45 | 48 | 17 | 0.94 | 32 | 37 | 17 | 0.88 | P | 2013-09-18 | 2014-08-19 |  | Lamps |  | End-dated due to duplication, replaced by 4100380004071
38 | LED Street Lights | 24 LED ST0.8C G6 Optic | iGuzzini Illuminazione (UK) Ltd | WOW small Profile 3 - 525mA (71% dimmed circuit watts) |  | 4100380004071 | 45 | 48 | 17 | 0.94 | 32 | 37 | 17 | 0.88 | P | 2013-09-18 | 2014-08-19 |  | Lamps |  | End-dated due to duplication, replaced by 4100380004071
38 | LED Street Lights | 24 LED ST1 G4 Optic | iGuzzini Illuminazione (UK) Ltd | WOW small Profile 3 - 525mA |  | 4100380004100 | 45 | 48 | 17 | 0.94 |  |  |  |  | P | 2013-09-18 | 2014-08-19 |  | Lamps |  | End-dated due to duplication, replaced by 4100380004100
38 | LED Street Lights | 24 LED ST0.8C G6 Optic | iGuzzini Illuminazione (UK) Ltd | WOW small Profile 3 - 525mA |  | 4100380004100 | 45 | 48 | 17 | 0.94 |  |  |  |  | P | 2013-09-18 | 2014-08-19 |  | Lamps |  | End-dated due to duplication, replaced by 4100380004100
38 | LED Street Lights |  | Urbis Schréder | 16 LED LF 700mA Module V3 |  | 4100380005100 | 38 | 40 | 10 | 0.97 |  |  |  |  | P | 2014-01-22 | 2014-07-15 |  | Lamps |  | This has been end dated due to a duplication with 4100380006100
40 | LED Street Lights |  | Urbis Schréder | 24 LED LF 500mA Module V2 |  | 4100400003100 | 40 | 41 | 10 | 0.97 |  |  |  |  | P | 2013-03-20 | 2014-07-15 |  | Lamps |  | This has been end dated due to a duplication with 4100400005100
42 | LED Street Lights |  | Philips Lighting | LEDGine 2.2 Jan 2013 Grn49 740 Neutral White, Grn52 657 Cool White |  | 4100420005100 | 42 | 47 | 21 | 0.89 |  |  |  |  | P | 2013-03-20 | 2014-08-19 |  | Lamps |  | End-dated due to duplication, replaced by 4100420015100
44 | LED Street Lights |  | Philips Lighting | LEDGine GRN52 Cool White 5700K 657 |  | 4100440002100 | 44 | 48 | 20 | 0.91 |  |  |  |  | P | 2012-05-16 | 2013-06-18 |  | Lamps | 2013-06-18 | End-dated due to duplication, new charge code 4100440006100
44 | LED Street Lights |  | ASD Lighting | 36 LED Street and Flood Lighting |  | 4100440005100 | 45 | 45 | 7 | 0.99 |  |  |  |  | P | 2012-07-18 | 2014-08-19 |  | Lamps |  | End-dated due to duplication, replaced by 4100440005100
44 | LED Street Lights |  | CU Phosco Lighting | P567A LED 6 600mA 44W V2 CLO |  | 4100440012100 | 44 | 47 | 16 | 0.94 |  |  |  |  | P | 2013-11-20 | 2014-08-19 |  | Lamps |  | End-dated due to duplication, replaced by 4100440016100
45 | LED Street Lights |  | Urbis Schréder | 40 LED LF Module |  | 4100450003100 | 45 | 47 | 16 | 0.94 |  |  |  |  | P |  | 2014-07-15 |  | Lamps |  | This has been end dated due to a duplication with 4100450005100
45 | LED Street Lights | 1X 'Twin' 1 X 'Single' | DW Windsor Ltd | DWW LED Engine Triple Module - 350mA |  | 4100450003100 | 45 | 49 | 19 | 0.92 |  |  |  |  | P | 2012-04-18 | 2013-06-18 |  | Lamps | 2013-06-18 | End-dated due to duplication, new charge code 4100450004100
45 | LED Street Lights |  | Advanced LEDS Ltd | CLIPPER 45W HA6 |  | 4100450005100 | 46 | 48 | 13 | 0.96 |  |  |  |  | P | 2013-06-19 | 2014-08-19 |  | Lamps |  | End-dated due to duplication, replaced by 4100450012100
49 | LED Street Lights |  | Urbis Schréder | 24 LED LF 700mA Module V4 CLO (78% Dimmed Circuit Watts) |  | 4100490009078 | 49 | 52 | 17 | 0.95 | 38 | 41 | 16 | 0.92 | P | 2014-06-18 | 2014-03-17 |  | Lamps |  | End dated in line with end dating of full power charge code due to duplication. Replaced with 41 0049 0010 078.
49 | LED Street Lights |  | Urbis Schréder | 24 LED LF 700mA Module V4 CLO |  | 4100490009100 | 49 | 52 | 17 | 0.95 |  |  |  |  | P | 2014-03-19 | 2014-07-15 |  | Lamps |  | This has been end dated due to a duplication with 4100490010100
50 | LED Street Lights | SUNFire 7 | Low Energy Designs Ltd | SUNFire 7 (Half Power - 50% Dimmed) |  | 4100500000061 | 50 | 58 | 30 | 0.86 |  |  |  |  | P | 2009-06-23 | 2013-05-14 |  | Lamps |  | Superceded by 41 0082 0000 061
52 | LED Street Lights |  | Urbis Schréder | 32 LED LF 500mA Module V2 |  | 4100520001100 | 52 | 56 | 22 | 0.92 |  |  |  |  | P | 2013-03-20 | 2014-07-15 |  | Lamps |  | This has been end dated due to a duplication with 4100520003100
53 | LED Street Lights | 48 LED A60 Optic | iGuzzini Illuminazione (UK) Ltd | WOW small Profile 1 - 350mA (53% dimmed circuit watts) |  | 4100530007053 | 62 | 64 | 16 | 0.97 | 33 | 37 | 17 | 0.88 | P | 2013-09-18 | 2014-08-19 |  | Lamps |  | End-dated due to duplication, replaced by 4100530007053
53 | LED Street Lights | 48 LED ST1C G6 Optic/ 48 LED A45C Optic | iGuzzini Illuminazione (UK) Ltd | WOW small Profile 1 - 350mA (53% dimmed circuit watts) |  | 4100530007053 | 62 | 64 | 16 | 0.97 | 33 | 37 | 17 | 0.88 | P | 2013-09-18 | 2014-08-19 |  | Lamps |  | End-dated due to duplication, replaced by 4100530007053
53 | LED Street Lights | 48 LED A60 Optic | iGuzzini Illuminazione (UK) Ltd | WOW small Profile 1 - 350mA (71% dimmed circuit watts) |  | 4100530007071 | 62 | 64 | 16 | 0.97 | 44 | 47 | 17 | 0.93 | P | 2013-09-18 | 2014-08-19 |  | Lamps |  | End-dated due to duplication, replaced by 4100530007071
53 | LED Street Lights | 48 LED ST1C G6 Optic/ 48 LED A45C Optic | iGuzzini Illuminazione (UK) Ltd | WOW small Profile 1 - 350mA (71% dimmed circuit watts) |  | 4100530007071 | 62 | 64 | 16 | 0.97 | 44 | 47 | 17 | 0.93 | P | 2013-09-18 | 2014-08-19 |  | Lamps |  | End-dated due to duplication, replaced by 4100530007071
53 | LED Street Lights |  | CU Phosco Lighting | P851-6 B 750mA 53W CLO |  | 4100530007100 | 53 | 56 | 17 | 0.95 |  |  |  |  | P | 2013-10-16 | 2014-08-19 |  | Lamps |  | End-dated due to duplication, replaced by 4100530013100
53 | LED Street Lights | 48 LED A60 Optic | iGuzzini Illuminazione (UK) Ltd | WOW small Profile 1 - 350mA |  | 4100530007100 | 62 | 64 | 16 | 0.97 |  |  |  |  | P | 2013-09-18 | 2014-08-19 |  | Lamps |  | End-dated due to duplication, replaced by 4100530007100
53 | LED Street Lights | 48 LED ST1C G6 Optic/ 48 LED A45C Optic | iGuzzini Illuminazione (UK) Ltd | WOW small Profile 1 - 350mA |  | 4100530007100 | 62 | 64 | 16 | 0.97 |  |  |  |  | P | 2013-09-18 | 2014-08-19 |  | Lamps |  | End-dated due to duplication, replaced by 4100530007100
54 | LED Street Lights | 20D LED MINOR ROAD LUMINAIRE | CU Phosco RUUD Lighting | Ledway Road L*D***02D Code = Product description (must be LXD or LYD), optic type (any), mounting (any), number of LEDs (must be 02 actually = 20 LEDs), Type of LED (must be D), colour (any). |  | 4100540000100 | 55 | 58 | 16 | 0.96 |  |  |  |  | P | 2011-08-30 | 2013-06-18 |  | Lamps | 2013-06-18 | End-dated due to duplication, new charge code 4100540014100
54 | LED Street Lights |  | Urbis Schréder | 48 LED LF Module |  | 4100540001100 | 54 | 59 | 25 | 0.91 |  |  |  |  | P | 2012-04-18 | 2014-07-15 |  | Lamps |  | This has been end dated due to a duplication with 4100540013100
55 | LED Street Lights | 24 LED (V2) Traditional Post-Top Luminaire | CU Phosco Lighting | P109 24 LED v2 |  | 4100550003100 | 55 | 61 | 25 | 0.91 |  |  |  |  | P | 2011-02-01 | 2013-06-18 |  | Lamps | 2013-06-18 | End-dated due to duplication, new charge code 4100550004100
55 | LED Street Lights | LED Street Light Luminaire | Solutions LED | LED Starlux Road Lighting Luminaire - 55 Watt |  | 4100550007100 | 53 | 55 | 14 | 0.97 |  |  |  |  | P | 2011-08-30 | 2014-08-19 | N/A | Lamps |  | End-dated due to duplication, replaced by 4100550007100
56 | LED Street Lights | SunBURST 8 | Low Energy Designs Ltd | SunBURST 8 Half Power |  | 4100560000100 | 56 | 61 | 23 | 0.93 |  |  |  |  | P | 2009-06-23 | 2013-05-14 |  | Lamps |  | Superceded by 41 0093 0000 060
56 | LED Street Lights | White High Power LED System | Indal WRTL Exterior Lighting Ltd | Luma 2, 60 LED & 7000 Lumen Package |  | 4100560004100 | 56 | 62 | 26 | 0.91 |  |  |  |  | P | 2012-08-15 | 2014-08-19 |  | Lamps |  | End-dated due to duplication, replaced by 4100560017100
56 | LED Street Lights |  | CU Phosco Lighting | P851-6 B 800mA 56W CLO |  | 4100560008100 | 56 | 59 | 17 | 0.96 |  |  |  |  | P | 2013-10-16 | 2014-08-19 |  | Lamps |  | End-dated due to duplication, replaced by 4100560016100
59 | LED Street Lights |  | DW Windsor Ltd | Morano LED II - 2x700mA |  | 4100590002100 | 59 | 61 | 16 | 0.97 |  |  |  |  | P | 2011-06-06 | 2013-06-18 |  | Lamps | 2013-06-18 | End-dated due to duplication, new charge code 4100590004100
61 | LED Street Lights | Integral Dynadimmer | Philips Lighting | LEDGine GRN73 Cool White 5700K 657 |  | 4100616000100 | 61 | 67 | 28 | 0.91 |  |  |  |  | P | 2012-07-18 | 2014-08-19 | N/A | Lamps |  | End-dated due to duplication, replaced by 4100616000100
64 | LED Street Lights |  | Urbis Schréder | 40 LED LF 500mA Module V2 |  | 4100640004100 | 64 | 70 | 27 | 0.92 |  |  |  |  | P | 2013-04-17 | 2014-07-15 |  | Lamps |  | This has been end dated due to a duplication with 4100640005100
65 | LED Street Lights | SunRay 10 | Low Energy Designs Ltd | SunRay 10 Half Power |  | 4100650000100 | 65 | 76 | 40 | 0.85 |  |  |  |  | P | 2009-06-23 | 2013-05-14 |  | Lamps |  | Superceded by 41 0111 0000 059
65 | LED Street Lights | 48 LED A60 Optic | iGuzzini Illuminazione (UK) Ltd | WOW small Profile 2 - 450mA (53% dimmed circuit watts) |  | 4100650008053 | 74 | 76 | 16 | 0.98 | 39 | 42 | 17 | 0.92 | P | 2013-09-18 | 2014-08-19 |  | Lamps |  | End-dated due to duplication, replaced by 4100650008053
65 | LED Street Lights | 48 LED ST1C G6 Optic/ 48 LED A45C Optic | iGuzzini Illuminazione (UK) Ltd | WOW small Profile 2 - 450mA (53% dimmed circuit watts) |  | 4100650008053 | 74 | 76 | 16 | 0.98 | 39 | 42 | 17 | 0.92 | P | 2013-09-18 | 2014-08-19 |  | Lamps |  | End-dated due to duplication, replaced by 4100650008053
65 | LED Street Lights | 48 LED A60 Optic | iGuzzini Illuminazione (UK) Ltd | WOW small Profile 2 - 450mA (72% dimmed circuit watts) |  | 4100650008072 | 74 | 76 | 16 | 0.98 | 53 | 56 | 17 | 0.95 | P | 2013-09-18 | 2014-08-19 |  | Lamps |  | End-dated due to duplication, replaced by 4100650008072
65 | LED Street Lights | 48 LED ST1C G6 Optic/ 48 LED A45C Optic | iGuzzini Illuminazione (UK) Ltd | WOW small Profile 2 - 450mA (72% dimmed circuit watts) |  | 4100650008072 | 74 | 76 | 16 | 0.98 | 53 | 56 | 17 | 0.95 | P | 2013-09-18 | 2014-08-19 |  | Lamps |  | End-dated due to duplication, replaced by 4100650008072
65 | LED Street Lights |  | CU Phosco Lighting | P851-6 B 850mA 65W |  | 4100650008100 | 65 | 67 | 17 | 0.97 |  |  |  |  | P | 2013-10-16 | 2014-08-19 |  | Lamps |  | End-dated due to duplication, replaced by 4100650015100
65 | LED Street Lights | 48 LED A60 Optic | iGuzzini Illuminazione (UK) Ltd | WOW small Profile 2 - 450mA |  | 4100650008100 | 74 | 76 | 16 | 0.98 |  |  |  |  | P | 2013-09-18 | 2014-08-19 |  | Lamps |  | End-dated due to duplication, replaced by 4100650008100
65 | LED Street Lights | 48 LED ST1C G6 Optic/ 48 LED A45C Optic | iGuzzini Illuminazione (UK) Ltd | WOW small Profile 2 - 450mA |  | 4100650008100 | 74 | 76 | 16 | 0.98 |  |  |  |  | P | 2013-09-18 | 2014-08-19 |  | Lamps |  | End-dated due to duplication, replaced by 4100650008100
65 | LED Street Lights |  | Urbis Schréder | 32 LED LF 700mA Module V4 CLO (77% Dimmed Circuit Watts) |  | 4100650010077 | 65 | 67 | 17 | 0.97 | 50 | 52 | 17 | 0.95 | P | 2014-06-18 | 2014-03-17 |  | Lamps |  | End dated in line with end dating of full power charge code due to duplication. Replaced with 41 0065 0012 077.
65 | LED Street Lights |  | Urbis Schréder | 32 LED LF 700mA Module V4 CLO |  | 4100650010100 | 65 | 67 | 17 | 0.97 |  |  |  |  | P | 2014-03-19 | 2014-07-15 |  | Lamps |  | This has been end dated due to a duplication with 4100650012100
69 | LED Street Lights |  | Philips Lighting | LEDGine GRN83 Cool White 5700K 657 |  | 4100690000100 | 68 | 74 | 28 | 0.93 |  |  |  |  | P | 2012-05-16 | 2013-06-18 |  | Lamps | 2013-06-18 | End-dated due to duplication, new charge code 4100690003100
69 | LED Street Lights | Integral Dynadimmer | Philips Lighting | LEDGine GRN78 Neutral White 4000K 740 |  | 4100696000100 | 68 | 74 | 28 | 0.93 |  |  |  |  | P | 2012-07-18 | 2014-08-19 | N/A | Lamps |  | End-dated due to duplication, replaced by 4100696000100
75 | LED Street Lights |  | Philips Lighting | LEDGine GRN72 Warm White 3000k 830 |  | 4100750002100 | 75 | 81 | 31 | 0.93 |  |  |  |  | P | 2012-05-16 | 2013-06-18 |  | Lamps | 2013-06-18 | End-dated due to duplication, new charge code 4100750004100
76 | LED Street Lights | 48 LED ST2 G4 Optic | iGuzzini Illuminazione (UK) Ltd | WOW Profile 3 - 525mA (52% dimmed circuit watts) |  | 4100760003052 | 86 | 87 | 16 | 0.98 | 45 | 48 | 17 | 0.94 | P | 2013-09-18 | 2014-08-19 |  | Lamps |  | End-dated due to duplication, replaced by 4100760003052
73 | LED Street Lights | 66 LED ST1C G6 Optic | iGuzzini Illuminazione (UK) Ltd | WOW small Profile 1 - 350mA (52% dimmed circuit watts) |  | 4100760003052 | 85 | 86 | 15 | 0.98 | 44 | 47 | 17 | 0.93 | P | 2013-09-18 | 2014-08-19 |  | Lamps |  | End-dated due to duplication, replaced by 4100730007052
76 | LED Street Lights | 48 LED ST1C G6 Optic/ 48 LED A45C Optic | iGuzzini Illuminazione (UK) Ltd | WOW small Profile 3 - 525mA (52% dimmed circuit watts) |  | 4100760003052 | 86 | 87 | 16 | 0.98 | 45 | 48 | 17 | 0.94 | P | 2013-09-18 | 2014-08-19 |  | Lamps |  | End-dated due to duplication, replaced by 4100760003052
76 | LED Street Lights | 48 LED ST2 G4 Optic | iGuzzini Illuminazione (UK) Ltd | WOW Profile 3 - 525mA (71% dimmed circuit watts) |  | 4100760003071 | 86 | 87 | 16 | 0.98 | 61 | 63 | 16 | 0.97 | P | 2013-09-18 | 2014-08-19 |  | Lamps |  | End-dated due to duplication, replaced by 4100760003071
73 | LED Street Lights | 66 LED ST1C G6 Optic | iGuzzini Illuminazione (UK) Ltd | WOW small Profile 1 - 350mA (71% dimmed circuit watts) |  | 4100760003071 | 85 | 86 | 15 | 0.98 | 60 | 62 | 16 | 0.96 | P | 2013-09-18 | 2014-08-19 |  | Lamps |  | End-dated due to duplication, replaced by 4100730007071
76 | LED Street Lights | 48 LED A60 Optic | iGuzzini Illuminazione (UK) Ltd | WOW small Profile 3 - 525mA (71% dimmed circuit watts) |  | 4100760003071 | 86 | 87 | 16 | 0.98 | 61 | 63 | 16 | 0.97 | P | 2013-09-18 | 2014-08-19 |  | Lamps |  | End-dated due to duplication, replaced by 4100760003071
76 | LED Street Lights | 48 LED ST1C G6 Optic/ 48 LED A45C Optic | iGuzzini Illuminazione (UK) Ltd | WOW small Profile 3 - 525mA (71% dimmed circuit watts) |  | 4100760003071 | 86 | 87 | 16 | 0.98 | 61 | 63 | 16 | 0.97 | P | 2013-09-18 | 2014-08-19 |  | Lamps |  | End-dated due to duplication, replaced by 4100760003071
76 | LED Street Lights |  | CU Phosco Lighting | P851-6 B 1000mA 76W |  | 4100760003100 | 76 | 78 | 16 | 0.98 |  |  |  |  | P | 2013-10-16 | 2014-08-19 |  | Lamps |  | End-dated due to duplication, replaced by 4100760004100
76 | LED Street Lights | 48 LED ST2 G4 Optic | iGuzzini Illuminazione (UK) Ltd | WOW Profile 3 - 525mA |  | 4100760003100 | 86 | 87 | 16 | 0.98 |  |  |  |  | P | 2013-09-18 | 2014-08-19 |  | Lamps |  | End-dated due to duplication, replaced by 4100760003100
73 | LED Street Lights | 66 LED ST1C G6 Optic | iGuzzini Illuminazione (UK) Ltd | WOW small Profile 1 - 350mA |  | 4100760003100 | 85 | 86 | 15 | 0.98 |  |  |  |  | P | 2013-09-18 | 2014-08-19 |  | Lamps |  | End-dated due to duplication, replaced by 4100730007100
76 | LED Street Lights | 48 LED A60 Optic | iGuzzini Illuminazione (UK) Ltd | WOW small Profile 3 - 525mA |  | 4100760003100 | 86 | 87 | 16 | 0.98 |  |  |  |  | P | 2013-09-18 | 2014-08-19 |  | Lamps |  | End-dated due to duplication, replaced by 4100760003100
76 | LED Street Lights | 48 LED ST1C G6 Optic/ 48 LED A45C Optic | iGuzzini Illuminazione (UK) Ltd | WOW small Profile 3 - 525mA |  | 4100760003100 | 86 | 87 | 16 | 0.98 |  |  |  |  | P | 2013-09-18 | 2014-08-19 |  | Lamps |  | End-dated due to duplication, replaced by 4100760003100
78 | LED Street Lights |  | Philips Lighting | Fortimo HBM 2 x 4000lm 757 (100% Power) |  | 4100780000100 | 77 | 82 | 26 | 0.95 |  |  |  |  | P | 2011-06-16 | 2014-08-19 |  | Lamps |  | End-dated due to duplication, replaced by 4100780000100
78 | LED Street Lights |  | Philips Lighting | Fortimo HBM 2 x 4000lm 757 (Reduced Operation 85% Circuit Watts) |  | 4100780001100 | 66 | 70 | 25 | 0.93 |  |  |  |  | P | 2011-06-16 | 2013-06-18 |  | Lamps | 2013-06-18 | End-dated due to duplication, new charge code 4100780011100
79 | LED Street Lights |  | Urbis Schréder | 48 LED 500mA LF RE Module |  | 4100790019100 | 79 | 84 | 29 | 0.94 |  |  |  |  | P | 2012-01-16 | 2014-07-15 |  | Lamps |  | This has been end dated due to a duplication with 4100790020100
84 | LED Street Lights |  | Philips Lighting | LEDGine GRN104 Cool White 5700K 657 |  | 4100840003100 | 84 | 89 | 30 | 0.94 |  |  |  |  | P | 2012-05-16 | 2013-06-18 |  | Lamps | 2013-06-18 | End-dated due to duplication, new charge code 4100840007100
89 | LED Street Lights |  | OrangeTek | ARIALED 80 |  | 4100890003100 | 89 | 91 | 21 | 0.97 |  |  |  |  | P | 2013-08-14 | 2014-08-19 |  | Lamps |  | End-dated due to duplication, replaced by 4100890003100
91 | LED Street Lights |  | Urbis Schréder | 56 LED 500mA LF RE Module |  | 4100910001100 | 90 | 95 | 30 | 0.95 |  |  |  |  | P | 2012-01-16 | 2014-07-15 |  | Lamps |  | This has been end dated due to a duplication with 4100900010100
97 | LED Street Lights |  | Urbis Schréder | 48 LED LF 700mA Module V4 CLO |  | 4100970003100 | 97 | 102 | 29 | 0.96 |  |  |  |  | P | 2014-03-19 | 2014-07-15 |  | Lamps |  | This has been end dated due to a duplication with 4100970004100
104 | LED Street Lights |  | Urbis Schréder | 48 LED 700mA |  | 4101040002100 | 104 | 108 | 30 | 0.96 |  |  |  |  | P | 2012-01-16 | 2014-07-15 |  | Lamps |  | This has been end dated due to a duplication with 4101040003100
104 | LED Street Lights |  | Urbis Schréder | 48 LED 700mA LF RE Module (52% Dimmed Circuit Watts) |  | 4101040003052 | 104 | 108 | 30 | 0.96 | 54 | 59 | 25 | 0.91 | P | 2013-10-16 | 2014-08-19 |  | Lamps |  | End-dated due to duplication, replaced by 4101040004052
104 | LED Street Lights |  | Urbis Schréder | 48 LED 700mA LF RE Module (76% Dimmed Circuit Watts) |  | 4101040003076 | 104 | 108 | 30 | 0.96 | 79 | 84 | 29 | 0.94 | P | 2013-10-16 | 2014-08-19 |  | Lamps |  | End-dated due to duplication, replaced by 4101040004076
104 | LED Street Lights |  | Urbis Schréder | 48 LED 700mA LF RE Module |  | 4101040003100 | 104 | 108 | 30 | 0.96 |  |  |  |  | P | 2013-10-16 | 2014-08-19 |  | Lamps |  | End-dated due to duplication, replaced by 4101040004100
107 | LED Street Lights |  | Philips Lighting | LEDGine GRN125 Cool White 5700K 657 |  | 4101070001100 | 107 | 119 | 52 | 0.9 |  |  |  |  | P | 2012-05-16 | 2013-06-18 |  | Lamps | 2013-06-18 | End-dated due to duplication, new charge code 4101070005100
114 | LED Street Lights |  | Urbis Schréder | 72 LED 500mA |  | 4101140001100 | 114 | 119 | 33 | 0.96 |  |  |  |  | P | 2012-01-16 | 2014-07-15 |  | Lamps |  | This has been end dated due to a duplication with 4101140003100
120 | LED Street Lights |  | Urbis Schréder | 56 LED 700mA |  | 4101200004100 | 119 | 123 | 30 | 0.97 |  |  |  |  | P | 2012-01-16 | 2014-07-15 |  | Lamps |  | This has been end dated due to a duplication with 4101190001100
127 | LED Street Lights |  | Urbis Schréder | 64 LED LF 700mA Module V4 CLO |  | 4101270002100 | 127 | 130 | 32 | 0.97 |  |  |  |  | P | 2014-03-19 | 2014-07-15 |  | Lamps |  | This has been end dated due to a duplication with 4101270003100
133 | LED Street Lights |  | Philips Lighting | LEDGine GRN156 Cool White 5700K 657 |  | 4101330000100 | 132 | 141 | 49 | 0.94 |  |  |  |  | P | 2012-05-16 | 2013-06-18 |  | Lamps | 2013-06-18 | End-dated due to duplication, new charge code 4101330002100
158 | LED Street Lights |  | Urbis Schréder | 96 LED 500mA LF RE Module (68% dimmed circuit watts) |  | 4101580004068 | 158 | 165 | 46 | 0.96 | 108 | 118 | 49 | 0.91 | P | 2013-09-18 | 2014-06-17 |  | Lamps |  | Incorrect full power data
158 | LED Street Lights |  | Urbis Schréder | 96 LED LF 500mA Module V4 (27% dimmed circuit watts) |  | 4101580005027 | 158 | 168 | 57 | 0.94 | 42 | 63 | 47 | 0.66 | P | 2014-01-22 | 2014-06-17 |  | Lamps |  | Replaced by 41 0158 0004 027
158 | LED Street Lights |  | Urbis Schréder | 96 LED LF 500mA Module V4 (49% dimmed circuit watts) |  | 4101580005049 | 158 | 168 | 57 | 0.94 | 78 | 91 | 46 | 0.86 | P | 2014-01-22 | 2014-06-17 |  | Lamps |  | Replaced by 41 0158 0004 049
158 | LED Street Lights |  | Urbis Schréder | 96 LED LF 500mA Module V4 |  | 4101580005100 | 158 | 168 | 57 | 0.94 |  |  |  |  | P | 2014-01-22 | 2014-06-17 |  | Lamps |  | Product already coded with 41 0158 0004 100
161 | LED Street Lights |  | Philips Lighting | LEDGine GRN152 Warm White 3000k 830 |  | 4101610000100 | 161 | 171 | 57 | 0.94 |  |  |  |  | P | 2012-05-16 | 2013-06-18 |  | Lamps | 2013-06-18 | End-dated due to duplication, new charge code 4101610001100
167 | LED Street Lights |  | Philips Lighting | LEDGine GRN208 Cool White 5700K 657 |  | 4101670000100 | 166 | 176 | 58 | 0.94 |  |  |  |  | P | 2012-05-16 | 2013-06-18 |  | Lamps | 2013-06-18 | End-dated due to duplication, new charge code 4101670002100
204 | LED Street Lights |  | Urbis Schréder | 128 LED 500mA LF RE Module |  | 4102040000100 | 204 | 214 | 64 | 0.95 |  |  |  |  | P | 2013-09-18 | 2014-07-15 |  | Lamps |  | This has been end dated due to a duplication with 4102040001100
211 | LED Street Lights |  | Philips Lighting | LEDGine ECO241 Cool White 5700K 657/LEDGine ECO227 Neutral White 4000K 740 |  | 4102110000100 | 211 | 220 | 62 | 0.96 |  |  |  |  | P | 2012-06-21 | 2013-06-18 |  | Lamps | 2013-06-18 | End-dated due to duplication, new charge code 4102110001100
45 | Electronic Ballast | SON HPI (MBI) | Zodion | Zodion ZEBC45 (50% Lux) (Dimmed 76% Circuit Watts) |  | 5000450000076 | 49 | 51 | 13 | 0.97 | 37 | 38 | 9 | 0.96 | P | 2008-11-28 | 2013-08-13 |  | Lamps | 2013-05-14 | End-Dated due to duplication, new charge code 5000450001076
45 | Electronic Ballast | SON SON/T HPI (MBI) | Zodion | Zodion ZEBC45 (50% Lux) (Dimmed 76% Circuit Watts) |  | 5000450000076 | 49 | 51 | 13 | 0.97 | 37 | 38 | 9 | 0.96 | P | 2008-11-28 | 2014-08-19 |  | Lamps | 15/02/2012, 11/06/2014 | End-Dated due to duplication, replaced by 5000450001076
45 | Electronic Ballast | SON HPI (MBI) | Zodion | Zodion ZEBC45 (75% Lux) (Dimmed 88% Circuit Watts) |  | 5000450000088 | 49 | 51 | 13 | 0.97 | 43 | 45 | 13 | 0.97 | P | 2008-11-28 | 2013-08-13 |  | Lamps | 2013-05-14 | End-Dated due to duplication, new charge code 5000450001088
45 | Electronic Ballast | SON SON/T HPI (MBI) | Zodion | Zodion ZEBC45 (75% Lux) (Dimmed 88% Circuit Watts) |  | 5000450000088 | 49 | 51 | 13 | 0.97 | 43 | 45 | 13 | 0.97 | P | 2008-11-28 | 2014-08-19 |  | Lamps | 2012-02-15 | End-Dated due to duplication, replaced by 5000450001088
45 | Electronic Ballast | SON SON/T HPI (MBI) CPO | Harvard Engineering | HPIDD45-240-C-CC-CS-LN HPIDD45-240-C-CC-CS-WM HPIDD45-240-B-CC-CS |  | 5000450000100 | 49 | 51 | 13 | 0.97 |  |  |  |  | P |  | 2014-08-19 |  | Lamps |  | End-dated due to duplication, replaced by 5000450000100
45 | Electronic Ballast | SON HPI (MBI) | Zodion | Zodion ZEBC45 |  | 5000450000100 | 49 | 51 | 13 | 0.97 |  |  |  |  | P | 2008-10-21 | 2013-08-13 |  | Lamps | 2013-05-14 | End-dated due to duplication, new charge code 5000450001100
45 | Electronic Ballast | SON SON/T HPI (MBI) | Zodion | Zodion ZEBC45 |  | 5000450000100 | 49 | 51 | 13 | 0.97 |  |  |  |  | P | 2008-10-21 | 2014-08-19 |  | Lamps |  | End-dated due to duplication, replaced by 5000450001100
45 | Electronic Ballast | SON SON/T HPI (MBI) CPO | Harvard Engineering | Harvard Engineering PLC Part Night Ballast HPIDD45-240-B-CC-CS-PN (Dimmed 75% Circuit Watts) |  | 5000450001075 | 48 | 50 | 13 | 0.97 |  |  |  |  | P |  | 2014-08-19 |  | Lamps |  | End-dated due to duplication, replaced by 5000450001075
45 | Electronic Ballast | SON SON/T HPI (MBI) CPO | Venture Lighting | VP45SSB255 |  | 5000450001075 | 48 | 50 | 13 | 0.97 | 36 | 38 | 10 | 0.96 | P | 2011-02-22 | 2014-08-19 | N/A | Lamps |  | End-dated due to duplication, replaced by 5000450002075
45 | Electronic Ballast | SON HPI (MBI) CPO | Venture Lighting | VP45SSB255 |  | 5000450001075 | 48 | 50 | 13 | 0.97 |  |  |  |  | P | 2008-10-15 | 2013-09-17 |  | Lamps | 2013-05-14 | End-dated due to duplication, new charge code 5000450002075
50 | Electronic Ballast | SON HPI (MBI) | Zodion | Zodion ZEBC 50 (50% Lux) (Dimmed 70% Circuit Watts) |  | 5000500000070 | 54 | 55 | 11 | 0.98 | 38 | 39 | 9 | 0.96 | P | 2008-11-28 | 2013-09-17 |  | Lamps |  | End-dated due to duplication, new charge code 5000500008070
50 | Electronic Ballast | SON SON/T HPI (MBI) | Zodion | Zodion ZEBC 50 (50% Lux) (Dimmed 70% Circuit Watts) |  | 5000500000070 | 54 | 55 | 11 | 0.98 | 38 | 39 | 9 | 0.96 | P | 2008-11-28 | 2014-08-19 |  | Lamps | 15/02/2012, 11/06/2014 | End-dated due to duplication, replaced by 5000500008070
50 | Electronic Ballast | SON HPI (MBI) | Zodion | Zodion ZEBC 50 (75% Lux) (Dimmed 87% Circuit Watts) |  | 5000500000087 | 54 | 55 | 11 | 0.98 | 47 | 48 | 10 | 0.97 | P | 2008-11-28 | 2013-09-17 |  | Lamps |  | End-dated due to duplication, new charge code 500050008087
50 | Electronic Ballast | SON SON/T HPI (MBI) | Zodion | Zodion ZEBC 50 (75% Lux) (Dimmed 87% Circuit Watts) |  | 5000500000087 | 54 | 55 | 11 | 0.98 | 47 | 48 | 10 | 0.97 | P | 2008-11-28 | 2014-08-19 |  | Lamps | 15/02/2012, 11/06/2014 | End-dated due to duplication, replaced by 500050008087
50 | Electronic Ballast | SON SON/T HPI (MBI) | Harvard Engineering | HPIDD50-240-C-CC-L, HPIDD50-240-C-CC-WM HPIDD50-240-B-CC CPE50-240-B-CC |  | 5000500000100 | 54 | 55 | 11 | 0.98 |  |  |  |  | P | 2008-10-15 | 2014-08-19 |  | Lamps |  | End-dated due to duplication, replaced by 5000500000100
50 | Electronic Ballast | SON HPI (MBI) | Venture Lighting | V50MSB255 V50MSC255 |  | 5000500000100 | 54 | 55 | 11 | 0.98 |  |  |  |  | P |  | 2013-09-17 |  | Lamps | 2013-05-14 | End-dated due to duplication, new charge code 5000600009100
50 | Electronic Ballast | SON SON/T HPI (MBI) | Venture Lighting | V50MSB255, V50MSC255 |  | 5000500000100 | 54 | 55 | 11 | 0.98 |  |  |  |  | P | 2011-02-22 | 2014-08-19 | N/A | Lamps |  | End-dated due to duplication, replaced by 5000500009100
50 | Electronic Ballast | SON HPI (MBI) | Zodion | Zodion ZEBC 50 |  | 5000500000100 | 54 | 55 | 11 | 0.98 |  |  |  |  | P | 2008-10-21 | 2013-09-17 |  | Lamps |  | End-dated due to duplication, new charge code 5000500008100
50 | Electronic Ballast | SON SON/T HPI (MBI) | Zodion | Zodion ZEBC 50 |  | 5000500000100 | 54 | 55 | 11 | 0.98 |  |  |  |  | P | 2008-10-21 | 2014-08-19 |  | Lamps |  | End-dated due to duplication, replaced by 5000500008100
50 | Electronic Ballast | SON SON/T HPI (MBI) | Harvard Engineering | Harvard Engineering PLC Part Night Ballast HPIDD50-240-B-CC-PN (Dimmed 70% Circuit Watts) |  | 5000500001070 | 53 | 55 | 11 | 0.98 | 37 | 39 | 11 | 0.96 | P | 2008-10-15 | 2014-08-19 |  | Lamps |  | End-dated due to duplication, replaced by 5000500001070
60 | Electronic Ballast | SON HPI (MBI) | Tyco Electronics UK Ltd | LumaWise 60W - (Dimmed 56% Circuit Watts) |  | 5000600000056 | 70 | 75 | 27 | 0.93 | 39 | 43 | 18 | 0.9 | T | 2008-09-11 | 2012-02-15 |  | Lamps
60 | Electronic Ballast | SON HPI (MBI) | Tyco Electronics UK Ltd | LumaWise 60W - (Dimmed 64% Circuit Watts) |  | 5000600000064 | 70 | 75 | 27 | 0.93 | 45 | 50 | 22 | 0.91 | T | 2008-09-11 | 2012-02-15 |  | Lamps
60 | Electronic Ballast | SON HPI (MBI) | Tyco Electronics UK Ltd | LumaWise 60W - (Dimmed 74% Circuit Watts) |  | 5000600000074 | 70 | 75 | 27 | 0.93 | 52 | 56 | 21 | 0.92 | T | 2008-09-11 | 2012-02-15 |  | Lamps
60 | Electronic Ballast | SON HPI (MBI) | Tyco Electronics UK Ltd | LumaWise 60W - (Dimmed 83% Circuit Watts) |  | 5000600000083 | 70 | 75 | 27 | 0.93 | 58 | 63 | 25 | 0.92 | T | 2008-09-11 | 2012-02-15 |  | Lamps
60 | Electronic Ballast | SON HPI (MBI) | Tyco Electronics UK Ltd | LumaWise 60W - (Dimmed 93% Circuit Watts) |  | 5000600000093 | 70 | 75 | 27 | 0.93 | 65 | 69 | 23 | 0.94 | T | 2008-09-11 | 2012-02-15 |  | Lamps
60 | Electronic Ballast | SON HPI (MBI) | Tyco Electronics UK Ltd | LumaWise 60W |  | 5000600000100 | 70 | 75 | 27 | 0.93 |  |  |  |  | T | 2008-09-11 | 2012-02-15 |  | Lamps
60 | Electronic Ballast | SON HPI (MBI) | Zodion | Zodion ZEBC 60 (50% Lux) (Dimmed 68% Circuit Watts) |  | 5000600001068 | 66 | 67 | 11 | 0.98 | 45 | 47 | 14 | 0.96 | P | 2008-11-28 | 2013-09-17 |  | Lamps | 2013-05-14 | End-dated due to duplication, new charge code 5000600002068
60 | Electronic Ballast | SON SON/T HPI (MBI) | Zodion | Zodion ZEBC 60 (50% Lux) (Dimmed 68% Circuit Watts) |  | 5000600001068 | 66 | 67 | 11 | 0.98 | 45 | 47 | 14 | 0.96 | P | 2008-11-28 | 2014-08-19 |  | Lamps | 2012-02-15 | End-dated due to duplication, replaced by 5000600002068
60 | Electronic Ballast | SON HPI (MBI) | Zodion | Zodion ZEBC 60 (75% Lux) (Dimmed 82% Circuit Watts) |  | 5000600001082 | 66 | 67 | 11 | 0.98 | 54 | 55 | 10 | 0.97 | P | 2008-11-28 | 2013-09-17 |  | Lamps | 2013-05-14 | End-dated due to duplication, new charge code 5000600002082
60 | Electronic Ballast | SON SON/T HPI (MBI) | Zodion | Zodion ZEBC 60 (75% Lux) (Dimmed 82% Circuit Watts) |  | 5000600001082 | 66 | 67 | 11 | 0.98 | 54 | 55 | 10 | 0.97 | P | 2008-11-28 | 2014-08-19 |  | Lamps | 15/02/2012, 11/06/2014 | End-dated due to duplication, replaced by 5000600002082
60 | Electronic Ballast | SON SON/T HPI (MBI) CPO | Harvard Engineering | HPIDD60-240-C-CC-CS-LN HPIDD60-240-C-CC-CS-WM HPIDD60-240-B-CC-CS |  | 5000600001100 | 66 | 67 | 11 | 0.98 |  |  |  |  | P |  | 2014-08-19 |  | Lamps |  | End-dated due to duplication, replaced by 5000600001100
60 | Electronic Ballast | SON HPI (MBI) CPO | Venture Lighting | VP60SSB255 |  | 5000600001100 | 66 | 67 | 11 | 0.98 |  |  |  |  | P | 2008-10-21 | 2013-09-17 |  | Lamps | 2013-05-14 | End-dated due to duplication, new charge code 5000600003100
60 | Electronic Ballast | SON SON/T HPI (MBI) CPO | Venture Lighting | VP60SSB255 |  | 5000600001100 | 66 | 67 | 11 | 0.98 |  |  |  |  | P | 2011-02-22 | 2014-08-19 | N/A | Lamps |  | End-dated due to duplication, replaced by 5000600003100
60 | Electronic Ballast | SON HPI (MBI) | Zodion | Zodion ZEBC 60 |  | 5000600001100 | 66 | 67 | 11 | 0.98 |  |  |  |  | P | 2008-10-21 | 2013-09-17 |  | Lamps | 2013-05-14 | End-dated due to duplication, new charge code 5000600002100
60 | Electronic Ballast | SON SON/T HPI (MBI) | Zodion | Zodion ZEBC 60 |  | 5000600001100 | 66 | 67 | 11 | 0.98 |  |  |  |  | P | 2008-10-21 | 2014-08-19 |  | Lamps |  | End-dated due to duplication, replaced by 5000600002100
60 | Electronic Ballast | SON SON/T HPI (MBI) CPO | Harvard Engineering | Harvard Engineering PLC Part Night Ballast HPIDD60-240-B-CC-CS-PN (Dimmed 69% Circuit Watts) |  | 5000600002069 | 65 | 66 | 13 | 0.98 | 45 | 47 | 13 | 0.96 | P | 2008-10-15 | 2014-08-19 |  | Lamps |  | End-dated due to duplication, replaced by 5000600002069
70 | Electronic Ballast | SON HPI (MBI) | Tyco Electronics UK Ltd | LumaWise Dimmable 70 Watt Electronic Ballast (Dimmed 35% Circuit Watts) |  | 5000700000035 | 81 | 86 | 29 | 0.94 | 28 | 32 | 15 | 0.88 | T | 2008-09-11 | 2012-02-15 |  | Lamps
70 | Electronic Ballast | SON HPI (MBI) | Tyco Electronics UK Ltd | LumaWise Dimmable 70 Watt Electronic Ballast (Dimmed 47% Circuit Watts) |  | 5000700000047 | 81 | 86 | 29 | 0.94 | 38 | 42 | 19 | 0.9 | T | 2008-09-11 | 2012-02-15 |  | Lamps
70 | Electronic Ballast | SON HPI (MBI) | AZO Digital SP.Z.O.O | Smart Lamp 70 W (Dimmed 51% Circuit Watts) |  | 5000700000051 | 71 | 72 | 12 | 0.99 | 36 | 36 | 6 | 0.99 | Superseded by 50 0070 0002 051 | 2010-08-05 | 2010-11-02 | N/A | Lamps
70 | Electronic Ballast | SON HPI (MBI) | Tyco Electronics UK Ltd | LumaWise Dimmable 70 Watt Electronic Ballast (Dimmed 56% Circuit Watts) |  | 5000700000056 | 81 | 86 | 29 | 0.94 | 45 | 50 | 21 | 0.91 | T | 2008-09-11 | 2012-02-15 |  | Lamps
70 | Electronic Ballast | SON HPI (MBI) | AZO Digital SP.Z.O.O | Smart Lamp 70 W (Dimmed 61% Circuit Watts) |  | 5000700000061 | 71 | 72 | 12 | 0.99 | 43 | 43 | 7 | 0.99 | Superseded by 50 0070 0002 060 | 2010-08-05 | 2010-11-02 | N/A | Lamps
70 | Electronic Ballast | SON HPI (MBI) | Tyco Electronics UK Ltd | LumaWise Dimmable 70 Watt Electronic Ballast (Dimmed 65% Circuit Watts) |  | 5000700000065 | 81 | 86 | 29 | 0.94 | 52 | 57 | 23 | 0.92 | T | 2008-09-11 | 2012-02-15 |  | Lamps
70 | Electronic Ballast | SON HPI (MBI) | AZO Digital SP.Z.O.O | Smart Lamp 70 W (Dimmed 70% Circuit Watts) |  | 5000700000070 | 71 | 72 | 12 | 0.99 | 50 | 51 | 8 | 0.99 | Superseded by 50 0070 0002 070 | 2010-08-05 | 2010-11-02 | N/A | Lamps
70 | Electronic Ballast | SON HPI (MBI) | Tyco Electronics UK Ltd | LumaWise Dimmable 70 Watt Electronic Ballast (Dimmed 74% Circuit Watts) |  | 5000700000074 | 81 | 86 | 29 | 0.94 | 60 | 65 | 25 | 0.92 | T | 2008-09-11 | 2012-02-15 |  | Lamps
70 | Electronic Ballast | SON HPI (MBI) | AZO Digital SP.Z.O.O | Smart Lamp 70 W (Dimmed 80% Circuit Watts) |  | 5000700000080 | 71 | 72 | 12 | 0.99 | 57 | 58 | 10 | 0.99 | Superseded by 50 0070 0002 080 | 2010-08-05 | 2010-11-02 | N/A | Lamps
70 | Electronic Ballast | SON HPI (MBI) | Tyco Electronics UK Ltd | LumaWise Dimmable 70 Watt Electronic Ballast (Dimmed 83% Circuit Watts) |  | 5000700000083 | 81 | 86 | 29 | 0.94 | 67 | 74 | 30 | 0.92 | T | 2008-09-11 | 2012-02-15 |  | Lamps
70 | Electronic Ballast | SON HPI (MBI) | AZO Digital SP.Z.O.O | Smart Lamp 70 W (Dimmed 90% Circuit Watts) |  | 5000700000090 | 71 | 72 | 12 | 0.99 | 64 | 65 | 11 | 0.99 | Superseded by 50 0070 0002 090 | 2010-08-05 | 2010-11-02 | N/A | Lamps
70 | Electronic Ballast | SON HPI (MBI) | Tyco Electronics UK Ltd | LumaWise Dimmable 70 Watt Electronic Ballast (Dimmed 92% Circuit Watts) |  | 5000700000092 | 81 | 86 | 29 | 0.94 | 74 | 80 | 29 | 0.93 | T | 2008-09-11 | 2012-02-15 |  | Lamps
70 | Electronic Ballast | SON HPI (MBI) | Zodion | Zodion ZEBC 70 (50% Lux) (Dimmed 71% Circuit Watts) |  | 5000700001071 | 78 | 79 | 14 | 0.98 | 55 | 57 | 15 | 0.96 | P | 2008-11-28 | 2013-09-17 |  | Lamps | 2013-05-14 | End-dated due to duplication, new charge code 5000700012071
70 | Electronic Ballast | SON SON/T HPI (MBI) | Zodion | Zodion ZEBC 70 (50% Lux) (Dimmed 71% Circuit Watts) |  | 5000700001071 | 78 | 79 | 14 | 0.98 | 55 | 57 | 15 | 0.96 | P | 2008-11-28 | 2014-08-19 |  | Lamps | 2012-02-15 | End-dated due to duplication, replaced by 5000700012071
70 | Electronic Ballast | SON HPI (MBI) | Zodion | Zodion ZEBC 70 (75% Lux) (Dimmed 87% Circuit Watts) |  | 5000700001087 | 78 | 79 | 14 | 0.98 | 68 | 70 | 17 | 0.97 | P | 2008-11-28 | 2013-09-17 |  | Lamps | 2013-05-14 | End-dated due to duplication, new charge code 5000700012087
70 | Electronic Ballast | SON SON/T HPI (MBI) | Zodion | Zodion ZEBC 70 (75% Lux) (Dimmed 87% Circuit Watts) |  | 5000700001087 | 78 | 79 | 14 | 0.98 | 68 | 70 | 17 | 0.97 | P | 2008-11-28 | 2014-08-19 |  | Lamps | 2012-02-15 | End-dated due to duplication, replaced by 5000700012087
70 | Electronic Ballast | SON SON/T HPI (MBI) | Harvard Engineering | HPIDD70-240-C-CC-LN HPIDD70-240-C-CC-WM HPIDD70-240-B-CC |  | 5000700001100 | 78 | 79 | 14 | 0.98 |  |  |  |  | P |  | 2014-08-19 |  | Lamps |  | End-dated due to duplication, replaced by 5000700001100
70 | Electronic Ballast | SON HPI (MBI) | Venture Lighting | V70SSB255-WiMAC |  | 5000700001100 | 78 | 79 | 14 | 0.98 |  |  |  |  | P | 2008-10-21 | 2013-09-17 |  | Lamps | 2013-05-14 | End-dated due to duplication, new charge code 5000700009100
70 | Electronic Ballast | SON SON/T HPI (MBI) | Venture Lighting | V70SSB255-WiMAC |  | 5000700001100 | 78 | 79 | 14 | 0.98 |  |  |  |  | P | 2011-02-22 | 2014-08-19 | N/A | Lamps |  | End-dated due to duplication, replaced by 5000700009100
70 | Electronic Ballast | SON HPI (MBI) | Zodion | Zodion ZEBC 70 |  | 5000700001100 | 78 | 79 | 14 | 0.98 |  |  |  |  | P | 2008-10-21 | 2013-09-17 |  | Lamps | 2013-05-14 | End-dated due to duplication, new charge code 5000700012100
70 | Electronic Ballast | SON SON/T HPI (MBI) | Zodion | Zodion ZEBC 70 |  | 5000700001100 | 78 | 79 | 14 | 0.98 |  |  |  |  | P | 2008-10-21 | 2014-08-19 |  | Lamps |  | End-dated due to duplication, replaced by 5000700012100
90 | Electronic Ballast | SON HPI (MBI) | Zodion | Zodion ZEBC 90 (50% Lux) (Dimmed 67% Circuit Watts) |  | 5000900000067 | 97 | 98 | 4 | 1 | 65 | 67 | 16 | 0.98 | P | 2008-11-28 | 2013-09-17 |  | Lamps | 2013-05-14 | End-dated due to duplication, new charge code 5000900003067
90 | Electronic Ballast | SON SON/T HPI (MBI) | Zodion | Zodion ZEBC 90 (50% Lux) (Dimmed 67% Circuit Watts) |  | 5000900000067 | 97 | 98 | 4 | 1 | 65 | 67 | 16 | 0.98 | P | 2008-11-28 | 2014-08-19 |  | Lamps | 2012-02-15 | End-dated due to duplication, replaced by 5000900003067
90 | Electronic Ballast | SON HPI (MBI) | Zodion | Zodion ZEBC 90 (75% Lux) (Dimmed 85% Circuit Watts) |  | 5000900000085 | 97 | 98 | 4 | 1 | 82 | 82 | 0 | 1 | P | 2008-11-28 | 2013-09-17 |  | Lamps | 2013-05-14 | End-dated due to duplication, new charge code 5000900003085
90 | Electronic Ballast | SON SON/T HPI (MBI) | Zodion | Zodion ZEBC 90 (75% Lux) (Dimmed 85% Circuit Watts) |  | 5000900000085 | 97 | 98 | 4 | 1 | 82 | 82 | 0 | 1 | P | 2008-11-28 | 2014-08-19 |  | Lamps | 2012-02-15 | End-dated due to duplication, replaced by 5000900003085
90 | Electronic Ballast | SON SON/T HPI (MBI) CPO | Harvard Engineering | HPIDD90-240-C-CC-CS-LN HPIDD90-240-C-CC-CS-WM HPIDD90-240-B-CC-CS |  | 5000900000100 | 97 | 98 | 4 | 1 |  |  |  |  | P |  | 2014-08-19 |  | Lamps |  | End-dated due to duplication, replaced by 5000900000100
90 | Electronic Ballast | SON HPI (MBI) CPO | Venture Lighting | VP90SSB255 |  | 5000900000100 | 97 | 98 | 4 | 1 |  |  |  |  | P | 2008-10-21 | 2013-09-17 |  | Lamps | 2013-05-14 | End-dated due to duplication, new charge code 5001000004100
90 | Electronic Ballast | SON SON/T HPI (MBI) CPO | Venture Lighting | VP90SSB255 |  | 5000900000100 | 97 | 98 | 4 | 1 |  |  |  |  | P | 2011-02-22 | 2014-08-19 | N/A | Lamps |  | End-dated due to duplication, replaced by 5001000004100
90 | Electronic Ballast | SON HPI (MBI) | Zodion | Zodion ZEBC 90 |  | 5000900000100 | 97 | 98 | 4 | 1 |  |  |  |  | P | 2008-10-21 | 2013-09-17 |  | Lamps | 2013-05-14 | End-dated due to duplication, new charge code 5000900003100
90 | Electronic Ballast | SON SON/T HPI (MBI) | Zodion | Zodion ZEBC 90 |  | 5000900000100 | 97 | 98 | 4 | 1 |  |  |  |  | P | 2008-10-21 | 2014-08-19 |  | Lamps |  | End-dated due to duplication, replaced by 5000900003100
90 | Electronic Ballast | CPO | Harvard Engineering | Harvard Engineering PLC Part Night Ballast HPIDD90-240-B-CC-CS-PN (Dimmed 67% Circuit Watts) |  | 5000900001067 | 97 | 97 | 4 | 1 | 65 | 65 | 8 | 0.99 | P | 2008-10-15 | 2014-08-19 |  | Lamps | 2015-04-07 | Replaced by 5000900000067 due to an incorrect unique identifier.
90 | Electronic Ballast | SON SON/T HPI (MBI) CPO | Harvard Engineering | Harvard Engineering PLC Part Night Ballast HPIDD90-240-B-CC-CS-PN (Dimmed 67% Circuit Watts) |  | 5000900001067 | 97 | 97 | 4 | 1 | 65 | 65 | 8 | 0.99 | P | 2008-10-15 | 2014-08-19 |  | Lamps |  | End-dated due to duplication, replaced by 5000900001067
100 | Electronic Ballast | SON HPI (MBI) | Tyco Electronics UK Ltd | LumaWise Dimmable 100 Watt Electronic Ballast (Dimmed 34% Circuit Watts) |  | 5001000000034 | 113 | 118 | 33 | 0.96 | 39 | 43 | 19 | 0.9 | T | 2008-09-11 | 2012-02-15 |  | Lamps
100 | Electronic Ballast | SON HPI (MBI) | Tyco Electronics UK Ltd | LumaWise Dimmable 100 Watt Electronic Ballast (Dimmed 46% Circuit Watts) |  | 5001000000046 | 113 | 118 | 33 | 0.96 | 52 | 57 | 23 | 0.92 | T | 2008-09-11 | 2012-02-15 |  | Lamps
100 | Electronic Ballast | SON HPI (MBI) | Tyco Electronics UK Ltd | LumaWise Dimmable 100 Watt Electronic Ballast (Dimmed 56% Circuit Watts) |  | 5001000000056 | 113 | 118 | 33 | 0.96 | 62 | 68 | 26 | 0.92 | T | 2008-09-11 | 2012-02-15 |  | Lamps
100 | Electronic Ballast | SON HPI (MBI) | Tyco Electronics UK Ltd | LumaWise Dimmable 100 Watt Electronic Ballast (Dimmed 74% Circuit Watts) |  | 5001000000074 | 113 | 118 | 33 | 0.96 | 83 | 89 | 31 | 0.94 | T | 2008-09-11 | 2012-02-15 |  | Lamps
100 | Electronic Ballast | SON HPI (MBI) | Tyco Electronics UK Ltd | LumaWise Dimmable 100 Watt Electronic Ballast (Dimmed 83% Circuit Watts) |  | 5001000000083 | 113 | 118 | 33 | 0.96 | 94 | 99 | 31 | 0.95 | T | 2008-09-11 | 2012-02-15 |  | Lamps
100 | Electronic Ballast | SON HPI (MBI) | Tyco Electronics UK Ltd | LumaWise Dimmable 100 Watt Electronic Ballast (Dimmed 92% Circuit Watts) |  | 5001000000092 | 113 | 118 | 33 | 0.96 | 104 | 109 | 32 | 0.96 | T | 2008-09-11 | 2012-02-15 |  | Lamps
100 | Electronic Ballast | SON HPI (MBI) | Zodion | Zodion ZEBC 100 (50% Lux) (Dimmed 66% Circuit Watts) |  | 5001000001066 | 107 | 108 | 8 | 1 | 71 | 72 | 12 | 0.99 | P | 2008-11-28 | 2013-09-17 |  | Lamps | 2013-05-14 | End-dated due to duplication, new charge code 5001000010066
100 | Electronic Ballast | SON SON/T HPI (MBI) | Zodion | Zodion ZEBC 100 (50% Lux) (Dimmed 66% Circuit Watts) |  | 5001000001066 | 107 | 108 | 8 | 1 | 71 | 72 | 12 | 0.99 | P | 2008-11-28 | 2014-08-19 |  | Lamps | 2012-02-15 | End-dated due to duplication, replaced by 5001000010066
100 | Electronic Ballast | SON HPI (MBI) | Zodion | Zodion ZEBC 100 (75% Lux) (Dimmed 82% Circuit Watts) |  | 5001000001082 | 107 | 108 | 8 | 1 | 88 | 89 | 13 | 0.99 | P | 2008-11-28 | 2013-09-17 |  | Lamps | 2013-05-14 | End-dated due to duplication, new charge code 5001000010082
100 | Electronic Ballast | SON SON/T HPI (MBI) | Zodion | Zodion ZEBC 100 (75% Lux) (Dimmed 82% Circuit Watts) |  | 5001000001082 | 107 | 108 | 8 | 1 | 88 | 89 | 13 | 0.99 | P | 2008-11-28 | 2014-08-19 |  | Lamps | 2012-02-15 | End-dated due to duplication, replaced by 5001000010082
100 | Electronic Ballast | SON SON/T HPI (MBI) | Harvard Engineering | HPIDD100-240-C-CC-LN HPIDD100-240-C-CC-WM HPIDD100-240-B-CC |  | 5001000001100 | 107 | 108 | 8 | 1 |  |  |  |  | P |  | 2014-08-19 |  | Lamps |  | End-dated due to duplication, replaced by 5001000001100
100 | Electronic Ballast | SON HPI (MBI) | Venture Lighting | V100SSB255-WiMAC |  | 5001000001100 | 107 | 108 | 8 | 1 |  |  |  |  | P | 2008-10-21 | 2013-09-17 |  | Lamps | 2013-05-14 | End-dated due to duplication, new charge code 5001000011100
100 | Electronic Ballast | SON SON/T HPI (MBI) | Venture Lighting | V100SSB255-WiMAC |  | 5001000001100 | 107 | 108 | 8 | 1 |  |  |  |  | P | 2011-02-22 | 2014-08-19 | N/A | Lamps |  | End-dated due to duplication, replaced by 5001000011100
100 | Electronic Ballast | SON HPI (MBI) | Zodion | Zodion ZEBC 100 |  | 5001000001100 | 107 | 108 | 8 | 1 |  |  |  |  | P | 2008-10-21 | 2013-09-17 |  | Lamps | 2013-05-14 | End-dated due to duplication, new charge code 5001000010100
100 | Electronic Ballast | SON SON/T HPI (MBI) | Zodion | Zodion ZEBC 100 |  | 5001000001100 | 107 | 108 | 8 | 1 |  |  |  |  | P | 2008-10-21 | 2014-08-19 |  | Lamps |  | End-dated due to duplication, replaced by 5001000010100
100 | Electronic Ballast | SON HPI (MBI) | Harvard Engineering | Harvard Engineering PLC Part Night Ballast HPIDD100-240-B-CC-PN (Dimmed 65% Circuit Watts) |  | 5001000002065 | 107 | 108 | 13 | 0.99 | 70 | 71 | 11 | 0.99 | Superseded by 50 0100 0004 065 | 2008-10-15 | 2010-11-02 |  | Lamps | 2009-02-20 | Equipment description was altered
100 | Electronic Ballast | SON SON/T HPI (MBI) | Harvard Engineering | Harvard Engineering PLC Part Night Ballast HPIDD100-240-B-CC-PN (Dimmed 65% Circuit Watts) |  | 5001000002065 | 107 | 108 | 13 | 0.99 | 70 | 71 | 11 | 0.99 | P | 2010-11-02 | 2014-08-19 | N/A | Lamps | 2009-02-20 | End-dated due to duplication, replaced by 50 0100 0004 065
100 | Electronic Ballast | SON SON/T HPI (MBI) | Venture Lighting | V100SSB255-PN |  | 5001000002065 | 107 | 108 | 13 | 0.99 | 70 | 71 | 11 | 0.99 | P | 2011-02-22 | 2014-08-19 | N/A | Lamps |  | End-dated due to duplication, replaced by 5001000011065
140 | Electronic Ballast | SON HPI (MBI) | Tyco Electronics UK Ltd | LumaWise 140W - (Dimmed 43% Circuit Watts) |  | 5001400000043 | 158 | 162 | 36 | 0.97 | 68 | 73 | 27 | 0.93 | T | 2008-09-11 | 2012-02-15 |  | Lamps
140 | Electronic Ballast | SON HPI (MBI) | Tyco Electronics UK Ltd | LumaWise 140W - (Dimmed 52% Circuit Watts) |  | 5001400000052 | 158 | 162 | 36 | 0.97 | 82 | 88 | 32 | 0.94 | T | 2008-09-11 | 2012-02-15 |  | Lamps
140 | Electronic Ballast | SON HPI (MBI) | Tyco Electronics UK Ltd | LumaWise 140W - (Dimmed 63% Circuit Watts) |  | 5001400000063 | 158 | 162 | 36 | 0.97 | 99 | 103 | 28 | 0.95 | T | 2008-09-11 | 2012-02-15 |  | Lamps
140 | Electronic Ballast | SON HPI (MBI) | Tyco Electronics UK Ltd | LumaWise 140W - (Dimmed 72% Circuit Watts) |  | 5001400000072 | 158 | 162 | 36 | 0.97 | 114 | 119 | 34 | 0.96 | T | 2008-09-11 | 2012-02-15 |  | Lamps
140 | Electronic Ballast | SON HPI (MBI) | Tyco Electronics UK Ltd | LumaWise 140W - (Dimmed 82% Circuit Watts) |  | 5001400000082 | 158 | 162 | 36 | 0.97 | 129 | 134 | 36 | 0.97 | T | 2008-09-11 | 2012-02-15 |  | Lamps
140 | Electronic Ballast | SON HPI (MBI) | Tyco Electronics UK Ltd | LumaWise 140W - (Dimmed 92% Circuit Watts) |  | 5001400000092 | 158 | 162 | 36 | 0.97 | 145 | 150 | 38 | 0.97 | T | 2008-09-11 | 2012-02-15 |  | Lamps
140 | Electronic Ballast | SON HPI (MBI) | Zodion | Zodion ZEBC 140 (50% Lux) (Dimmed 64% Circuit Watts) |  | 5001400001064 | 152 | 154 | 21 | 0.99 | 98 | 99 | 14 | 0.99 | P |  | 2013-09-17 |  | Lamps | 2013-05-14 | End-dated due to duplication, new charge code 5001400004064
140 | Electronic Ballast | SON SON/T HPI (MBI) | Zodion | Zodion ZEBC 140 (50% Lux) (Dimmed 64% Circuit Watts) |  | 5001400001064 | 152 | 154 | 21 | 0.99 | 98 | 99 | 14 | 0.99 | P | 2008-11-28 | 2014-08-19 |  | Lamps | 2012-02-15 | End-dated due to duplication, replaced by 5001400004064
140 | Electronic Ballast | SON HPI (MBI) | Zodion | Zodion ZEBC 140 (75% Lux) (Dimmed 83% Circuit Watts) |  | 5001400001083 | 152 | 154 | 21 | 0.99 | 126 | 127 | 16 | 0.99 | P |  | 2013-09-17 |  | Lamps | 2013-05-14 | End-dated due to duplication, new charge code 5001400004083
140 | Electronic Ballast | SON SON/T HPI (MBI) | Zodion | Zodion ZEBC 140 (75% Lux) (Dimmed 83% Circuit Watts) |  | 5001400001083 | 152 | 154 | 21 | 0.99 | 126 | 127 | 16 | 0.99 | P | 2008-11-28 | 2014-08-19 |  | Lamps | 2012-02-15 | End-dated due to duplication, replaced by 5001400004083
140 | Electronic Ballast | SON SON/T HPI (MBI) CPO | Harvard Engineering | HPIDD140-240-C-CC-CS-LN HPIDD140-240-C-CC-CS-WM HPIDD140-240-C-CC-CS HPIDD140-B-CC-CS-SN |  | 5001400001100 | 152 | 154 | 21 | 0.99 |  |  |  |  | P |  | 2014-08-19 |  | Lamps |  | End-dated due to duplication, replaced by 5001400001100
140 | Electronic Ballast | SON HPI (MBI) CPO | Venture Lighting | VP140SSB255 |  | 5001400001100 | 152 | 154 | 21 | 0.99 |  |  |  |  | P | 2008-10-21 | 2013-09-17 |  | Lamps | 2013-05-14 | End-dated due to duplication, new charge code 5001400005100
140 | Electronic Ballast | SON SON/T HPI (MBI) CPO | Venture Lighting | VP140SSB255 |  | 5001400001100 | 152 | 154 | 21 | 0.99 |  |  |  |  | P | 2011-02-22 | 2014-08-19 | N/A | Lamps |  | End-dated due to duplication, replaced by 5001400005100
140 | Electronic Ballast | SON HPI (MBI) | Zodion | Zodion ZEBC 140 |  | 5001400001100 | 152 | 154 | 21 | 0.99 |  |  |  |  | P | 2008-10-21 | 2013-09-17 |  | Lamps | 2013-05-14 | End-dated due to duplication, new charge code 5001400004100
140 | Electronic Ballast | SON SON/T HPI (MBI) | Zodion | Zodion ZEBC 140 |  | 5001400001100 | 152 | 154 | 21 | 0.99 |  |  |  |  | P | 2008-10-21 | 2014-08-19 |  | Lamps |  | End-dated due to duplication, replaced by 5001400004100
140 | Electronic Ballast | SON SON/T HPI (MBI) CPO | Harvard Engineering | Harvard Engineering PLC Part Night Ballast HPIDD140-240-C-CC-CS-PN HPIDD140-B-CC-CS-SN (Dimmed 64% Circuit Watts) |  | 5001400002064 | 152 | 153 | 21 | 0.99 | 97 | 98 | 13 | 0.99 | P | 2013-08-14 | 2014-08-19 |  | Lamps |  | End-dated due to duplication, replaced by 5001400002064
150 | Electronic Ballast | SON HPI (MBI) | Tyco Electronics UK Ltd | LumaWise Dimmable 150 Watt Electronic Ballast (Dimmed 33% Circuit Watts) |  | 5001500000033 | 169 | 173 | 37 | 0.98 | 56 | 60 | 24 | 0.92 | T | 2008-09-11 | 2012-02-15 |  | Lamps
150 | Electronic Ballast | SON HPI (MBI) | Tyco Electronics UK Ltd | LumaWise Dimmable 150 Watt Electronic Ballast (Dimmed 45% Circuit Watts) |  | 5001500000045 | 169 | 173 | 37 | 0.98 | 76 | 82 | 29 | 0.94 | T | 2008-09-11 | 2012-02-15 |  | Lamps
150 | Electronic Ballast | SON HPI (MBI) | AZO Digital SP.Z.O.O | Smart Lamp 150 W (Dimmed 50% Circuit Watts) |  | 5001500000050 | 151 | 152 | 17 | 0.99 | 75 | 76 | 9 | 0.99 | Superseded by 50 0150 0007 050 | 2010-08-05 | 2010-11-02 | N/A | Lamps
150 | Electronic Ballast | SON HPI (MBI) | Tyco Electronics UK Ltd | LumaWise Dimmable 150 Watt Electronic Ballast (Dimmed 55% Circuit Watts) |  | 5001500000055 | 169 | 173 | 37 | 0.98 | 92 | 97 | 31 | 0.95 | T | 2008-09-11 | 2012-02-15 |  | Lamps
150 | Electronic Ballast | SON HPI (MBI) | AZO Digital SP.Z.O.O | Smart Lamp 150 W (Dimmed 60% Circuit Watts) |  | 5001500000060 | 151 | 152 | 17 | 0.99 | 90 | 91 | 10 | 0.99 | Superseded by 50 0150 0007 060 | 2010-08-05 | 2010-11-02 | N/A | Lamps
150 | Electronic Ballast | SON HPI (MBI) | Tyco Electronics UK Ltd | LumaWise Dimmable 150 Watt Electronic Ballast (Dimmed 64% Circuit Watts) |  | 5001500000064 | 169 | 173 | 37 | 0.98 | 108 | 113 | 30 | 0.96 | T | 2008-09-11 | 2012-02-15 |  | Lamps
150 | Electronic Ballast | SON HPI (MBI) | AZO Digital SP.Z.O.O | Smart Lamp 150 W (Dimmed 70% Circuit Watts) |  | 5001500000070 | 151 | 152 | 17 | 0.99 | 105 | 106 | 12 | 0.99 | Superseded by 50 0150 0007 070 | 2010-08-05 | 2010-11-02 | N/A | Lamps
150 | Electronic Ballast | SON HPI (MBI) | Tyco Electronics UK Ltd | LumaWise Dimmable 150 Watt Electronic Ballast (Dimmed 74% Circuit Watts) |  | 5001500000074 | 169 | 173 | 37 | 0.98 | 125 | 129 | 33 | 0.97 | T | 2008-09-11 | 2012-02-15 |  | Lamps
150 | Electronic Ballast | SON HPI (MBI) | AZO Digital SP.Z.O.O | Smart Lamp 150 W (Dimmed 80% Circuit Watts) |  | 5001500000080 | 151 | 152 | 17 | 0.99 | 120 | 121 | 14 | 0.99 | Superseded by 50 0150 0007 080 | 2010-08-05 | 2010-11-02 | N/A | Lamps
150 | Electronic Ballast | SON HPI (MBI) | Tyco Electronics UK Ltd | LumaWise Dimmable 150 Watt Electronic Ballast (Dimmed 83% Circuit Watts) |  | 5001500000083 | 169 | 173 | 37 | 0.98 | 140 | 145 | 36 | 0.97 | T | 2008-09-11 | 2012-02-15 |  | Lamps
150 | Electronic Ballast | SON HPI (MBI) | AZO Digital SP.Z.O.O | Smart Lamp 150 W (Dimmed 90% Circuit Watts) |  | 5001500000090 | 151 | 152 | 17 | 0.99 | 136 | 136 | 16 | 0.99 | Superseded by 50 0150 0007 090 | 2010-08-05 | 2010-11-02 | N/A | Lamps
150 | Electronic Ballast | SON HPI (MBI) | Tyco Electronics UK Ltd | LumaWise Dimmable 150 Watt Electronic Ballast (Dimmed 93% Circuit Watts) |  | 5001500000093 | 169 | 173 | 37 | 0.98 | 156 | 161 | 37 | 0.97 | T | 2008-09-11 | 2012-02-15 |  | Lamps
150 | Electronic Ballast | SON SON/T HPI (MBI) | Harvard Engineering | HPIDD150-240-B-CC-LN HPIDD150-240-B-CC-WM HPIDD150-240-B-CC |  | 5001500001100 | 159 | 160 | 15 | 1 |  |  |  |  | P | 2008-10-15 | 2014-08-19 |  | Lamps |  | End-dated due to duplication, replaced by 5001500002100
150 | Electronic Ballast | SON HPI (MBI) | Harvard Engineering | HPIDD150-240-B-CC-LN HPIDD150-240-B-CC-WM HPIDD150-240-B-CC (100% Circuit Watts) | 7907007 | 5001500001100 | 159 | 160 | 15 | 1 |  |  |  |  | P |  | 2013-09-17 |  | Lamps |  | End-dated to fall in line with 66% charge code, new charge code 5001500002100
150 | Electronic Ballast | SON HPI (MBI) | AZO Digital SP.Z.O.O | Smart Lamp 150 W (Full circuit Watts) |  | 5001500001100 | 151 | 152 | 17 | 0.99 |  |  |  |  | Superseded by 50 0150 0007 100 | 2010-08-05 | 2010-11-02 | N/A | Lamps
150 | Electronic Ballast | SON SON/T HPI (MBI) | Venture Lighting | V150SSB255-WiMAC |  | 5001500001100 | 159 | 160 | 15 | 1 |  |  |  |  | P | 2011-02-22 | 2014-08-19 | N/A | Lamps |  | End-dated due to duplication, replaced by 5001500015100
150 | Electronic Ballast | SON HPI (MBI) | Venture Lighting | V150SSB255-WiMAC (100%) |  | 5001500001100 | 159 | 160 | 15 | 1 |  |  |  |  | P | 2010-08-05 | 2013-09-17 |  | Lamps | 2013-05-14 | End-dated due to duplication, new charge code 5001500015100
150 | Electronic Ballast | SON SON/T HPI (MBI) | Harvard Engineering | Harvard Engineering PLC Part Night Ballast HPIDD150-240-B-CC-PN (Dimmed 66% Circuit Watts) |  | 5001500002066 | 158 | 159 | 16 | 0.99 | 105 | 105 | 9 | 1 | P | 2008-10-15 | 2014-08-19 |  | Lamps |  | End-dated due to duplication, replaced by 5001500002066
150 | Electronic Ballast | SON HPI (MBI) | Venture Lighting | V150SSB255-PN |  | 5001500002066 | 158 | 159 | 16 | 0.99 | 105 | 105 | 9 | 1 | P | 2011-02-22 | 2013-09-17 | N/A | Lamps |  | End-dated to fall in line with 100% charge code, new charge code 5001500015066
150 | Electronic Ballast | SON SON/T HPI (MBI) | Venture Lighting | V150SSB255-PN |  | 5001500002066 | 158 | 159 | 16 | 0.99 | 105 | 105 | 9 | 1 | P | 2011-02-22 | 2014-08-19 | N/A | Lamps |  | End-dated to fall in line with 100% charge code, replaced by 5001500015066
250 | Electronic Ballast |  | Harvard Engineering | (64% Dimmed Circuit Watts) |  | 5002500001064 | 167 | 172 | 41 | 0.97 |  |  |  |  | P | 2013-08-14 | 2013-08-13 |  | Lamps | 2013-08-13 | End dated due to dimmed circuit watts shown in full circuit watts column
250 | Electronic Ballast |  | Harvard Engineering | (64% Dimmed Circuit Watts) |  | 5002500001064 | 167 | 172 | 41 | 0.97 |  |  |  |  | P | 2011-06-06 | 2014-08-19 |  | Lamps |  | End-dated due to duplication, replaced by 5002500001064
250 | Electronic Ballast |  | Harvard Engineering | (83% Dimmed Circuit Watts) |  | 5002500001083 | 218 | 222 | 44 | 0.98 |  |  |  |  | P | 2013-08-14 | 2013-08-13 |  | Lamps | 2013-08-13 | End dated due to dimmed circuit watts shown in full circuit watts column
250 | Electronic Ballast |  | Harvard Engineering | (83% Dimmed Circuit Watts) |  | 5002500001083 | 218 | 222 | 44 | 0.98 |  |  |  |  | P | 2011-06-06 | 2014-08-19 |  | Lamps | 2012-08-01 | End dated due to dimmed circuit watts shown in full circuit watts column
3 | Vehicle Detector | Microwave Vehicle Detector | AGD | AGD 206 Microwave Vehicle Detector | 7907003 | 7907003000100 | 3 | [7 empty] | Superseded by 79 07 002 001 100 | 2008-03-01 | 2010-08-31 | Standard Conversion | Signals
3 | Vehicle Detector | Microwave Vehicle Detector | AGD | AGD 206 Microwave Vehicle Detector |  | 7907003000100 | 3 | [7 empty] | P |  | 2014-08-19 | Non-Standard Conversion | Signals |  | Superseded by 79 07 002 001 100
3 | Vehicle Detector | Microwave Vehicle Detector | Sarasota | Microwave Vehicle Detector | 7907007 | 7907003000100 | 3 | [7 empty] | P | 2008-03-01 | 2013-09-17 | Non-Standard Conversion | Signals | 2013-05-14 | End-dated due to duplication, new charge code 7907003003100
3 | Vehicle Detector | Microwave Vehicle Detector | Sarasota | Microwave Vehicle Detector | 7907003 | 7907003000100 | 3 | [7 empty] | P | 2008-03-01 | 2014-08-19 | Standard Conversion | Signals |  | End-dated due to duplication, replaced by 7907003003100
7 | Vehicle Detector | Microwave Vehicle Detector | AGD | AGD 200 Microwave Vehilcle Detector |  | 7907007000100 | 7 | [7 empty] | P |  | 2013-09-17 | Non-Standard Conversion | Signals | 2013-05-14 | End-dated due to duplication, new charge code 7907007001100
7 | Vehicle Detector | Microwave Vehicle Detector | AGD | AGD 200 Microwave Vehilcle Detector (from S/No. -24826 to -32107) | 7907007 | 7907007000100 | 7 | [7 empty] | P | 2005-06-01 | 2014-08-19 | Standard Conversion | Signals |  | End-dated due to duplication, replaced by 7907007001100
7 | Vehicle Detector |  | Generic | Microwave Vehilcle Detector |  | 7907007000100 | 7 | [7 empty] | P | 2013-08-14 | 2014-08-19 | Non-Standard Conversion | Signals |  | End-dated due to duplication, replaced by 7907007000100
1 | Outstation Monitoring Unit (OMU) |  | Siemens | Siemens Smartlink Remote Unit Node Configuration | 7910001 | 7910001000100 | 1 | [7 empty] | T | 2007-10-09 | 2012-02-15 | Standard Conversion | Signals
8 | Outstation Monitoring Unit (OMU) |  | Siemens | 667/1/32600/005 Gemini |  | 7910008000100 | 8 | 17 | 15 | 0.48 |  |  |  |  | P | 2008-10-02 | 2014-08-19 |  | Signals |  | End-dated due to duplication, replaced by 7910008001100
50 | Outstation Monitoring Unit (OMU) |  | Generic |  |  | 7910050000100 | 50 | [7 empty] | T | 2008-09-30 | 2012-02-15 |  | Signals
5 | Speed Discrimination Unit |  | Generic |  |  | 7913005000100 | 5 | [7 empty] | T | 2008-07-17 | 2012-02-15 |  | Signals
5 | Speed Discrimination Unit |  | Generic |  |  | 7913010000100 | 10 | [7 empty] | T | 2009-01-23 | 2012-02-15 |  | Signals
7 | Speed Camera |  | Generic |  | 7921007 | 7921007000100 | 7 | [7 empty] | T | 2008-07-09 | 2012-02-15 | Standard Conversion | Signals
8 | Speed Camera |  | Generic |  | 7921008 | 7921008000100 | 8 | [7 empty] | T | 2008-07-09 | 2012-02-15 | Standard Conversion | Signals
25 | Speed Camera |  | Generic |  | 7921025 | 7921025000100 | 25 | [7 empty] | T | 2008-07-09 | 2012-02-15 | Standard Conversion | Signals
40 | Speed Camera |  | Generic |  | 7921040 | 7921040000100 | 40 | [7 empty] | T | 2008-07-09 | 2012-02-15 | Standard Conversion | Signals
50 | 50 Watt Speed Camera |  | Generic |  |  | 7921050000100 | 50 | [7 empty] | T | 2008-07-17 | 2012-02-15 |  | Signals
80 | Speed Camera |  | Generic |  | 7921080 | 7921080000100 | 80 | [7 empty] | T | 2008-07-09 | 2012-02-15 | Standard Conversion | Signals
87 | Speed Camera |  | Generic |  | 7921087 | 7921087000100 | 87 | [7 empty] | T | 2008-07-09 | 2012-02-15 | Standard Conversion | Signals
500 | Speeding / Red Light Camera |  | Redspeed International Ltd | Outstation (Entire) Dual Lane UK Spec |  | 7921185000100 | 185 | [7 empty] | T | 2008-09-15 | 2012-02-15 |  | Signals
500 | Speeding / Red Light Camera |  | Redspeed International Ltd | Outstation (Entire) Twin Head UK Spec |  | 7921200000100 | 200 | [7 empty] | T | 2008-09-15 | 2012-02-15 |  | Signals
450 | Speeding / Red Light Camera |  | Watchman | Watchman Traffic Calming Camera |  | 7921450000100 | 450 | [7 empty] | T | 2008-10-08 | 2012-02-15 |  | Signals
6 | Speed Warning Signs | LED, Vehicle Activated Warning Sign | Westcotec | LED Vehicle Activated Sign |  | 7925006000100 | 6 | [7 empty] | T | 2008-11-28 | 2012-02-15 |  | Signals
10 | Speed Warning Signs | LED, Vehicle Activated Warning Sign | Gensol/Dambach UK Ltd/Unipart Rail Dorman | Gensol - LED Traffic Warning Sign | 7925010 | 7925010000100 | 10 | [7 empty] | P | 2008-02-01 | 2014-08-19 | Standard Conversion | Signals |  | End-dated due to duplication, replaced by 7925010000100
10 | Speed Warning Signs | LED, Vehicle Activated Warning Sign | Generic | LED Traffic Warning Sign | 7925010 | 7925010000100 | 10 | [7 empty] | P | 2008-02-01 | 2014-08-19 | Standard Conversion | Signals |  | End-dated due to duplication, replaced by 7925010002100
10 | Speed Warning Signs |  | Simmonsigns | Post-IS Speed Watch (Speed Activated Warning Sign) (Dimmed) |  | 7925010001100 | 10 | 24 | 20 | 0.54 | 7.1 | 20 | 18 | 0.36 | P | 2013-03-20 | 2014-12-16 |  | Signals |  | End-dated due to wrong coding; replaced by 79 29 010 000 100
65 | Pedestrian Control (dimmed) | Tungsten Wait signal / Push Button | Generic | “WAIT” Signals | 7925065 | 7925065000100 | [8 empty] | Superseded by 79 24 065 000 100 | 2005-06-01 | 2008-12-01 | Standard Conversion | Signals
250 | Variable Message Signs | LED | VMS Ltd | Electronic LED Message Sign | 7926250 | 7926250000100 | 250 | [7 empty] | T | 2007-11-06 | 2012-02-15 | Standard Conversion | Signals
35 | CCTV Camera |  | Pelco Spectra | Pelco Spectra TV Camera | 7932035 | 7932035000100 | 35 | [7 empty] | T | 2007-10-11 | 2012-02-15 | Standard Conversion | Signals
40 | CCTV Camera | Camera Unit Only | Simulation Systems | SSL CCTV (No Communication Equipment included as part of the charge code). |  | 7932040000100 | [8 empty] | Superseded by 870 0040 000 100 | 2008-09-22 | 2008-11-28 |  | Signals
8 | LED Wait Signal/Push Button (dimmed) |  | AGD | AGD 941 Pedestrian Demand Unit | 7939008 | 7939008000100 | 8 |  |  |  | 9 |  |  |  | Superseded by 79 39 004 000 100 | 2008-03-01 | 2010-08-31 | Standard Conversion | Signals
11 | LED Wait Signal/Push Button (dimmed) | Pelican | AGD | AGD 924 PELICAN Pedestrian Signal | 7939011 | 7939011000100 | 11 |  |  |  | 10 |  |  |  | Superseded by 79 39 009 002 100 | 2008-03-01 | 2010-08-31 | Standard Conversion | Signals
13 | LED Wait Signal/Push Button (dimmed) | Puffin | AGD | AGD 920 / 940 PUFFIN Near Side Pedestrian Signal | 7939013 | 7939013000100 | 13 |  |  |  | 11 |  |  |  | Superseded by 79 55 009 002 100 | 2008-03-01 | 2010-08-31 | Standard Conversion | Signals
18 | LED Wait Signal/Push Button (dimmed) |  | Thermotor | Pedestrian Crossing Demand Unit | 7939018 | 7939018000100 | 18 |  |  |  | 4 |  |  |  | T | 2007-10-12 | 2012-02-15 | Standard Conversion | Signals
| LED 3 lamp vehicle aspect (undimmed) | LED | Visilogue Ltd | 3 Lamp Aspect Undimmed | 7940014 | 7940014000100 | [8 empty] | Superseded by 79 40 014 000 100 | 2008-09-11 | 2008-09-11 | Standard Conversion | Signals
14 | LED 3 lamp vehicle aspect (undimmed) | RED/AMBER/GREEN | Telent Technology | SIG3RCRAG-ELV |  | 7940014001100 | 14 | 14 | [6 empty] | P | 2013-09-18 | 2013-11-19 |  | Signals
15 | LED 3 lamp vehicle aspect (undimmed) | RED/AMBER/GREEN | Telent Technology | SIG3RCRAG-LV |  | 7940015000100 | 15 | 15 | [6 empty] | P | 2013-09-18 | 2013-11-19 |  | Signals
| LED 3 lamp vehicle aspect (dimmed) | LED | Visilogue Ltd | Visilogue 3 Lamp Aspect Dimmed | 7941014 | 7941014000100 | [8 empty] | Superseded by 79 41 014 000 100 | 2008-09-11 | 2008-09-11 | Standard Conversion | Signals
14 | LED 3 lamp vehicle aspect (dimmed) | LED | TSEU | TSEU LED 3G | 7941014 | 7941014001100 | 5 | 5 |  | 0.99 | 1 | 1 |  | 0.94 | P | 2008-09-11 | 2013-12-17 | Non-Standard Conversion | Signals |  | Replaced by code 7941005000100. This is due to TSEU being accuried by telent.
14 | LED 3 lamp vehicle aspect (dimmed) | RED/AMBER/GREEN | Telent Technology | SIG3RCRAG-ELV |  | 7941014004100 | 14 | 14 |  |  | 3.2 | 3.2 |  |  | P | 2013-09-18 | 2013-11-19 |  | Signals
15 | LED 3 lamp vehicle aspect (dimmed) | RED/AMBER/GREEN | Telent Technology | SIG3RCRAG-LV |  | 7941015001100 | 15 | 15 |  |  | 2.2 | 3.2 |  |  | P | 2013-09-18 | 2013-11-19 |  | Signals
7 | LED 2 lamp far side pedestrian aspect (undimmed) | RED/GREEN | Telent Technology | SIG3RCPED-ELV |  | 7942007000100 | 6.5 | 6.5 | [6 empty] | P | 2013-09-18 | 2013-11-19 |  | Signals
7 | LED 2 lamp far side pedestrian aspect (undimmed) | RED/GREEN | telent | SIG3RCPED-ELV |  | 7942007000100 | 6.5 | 6.5 | [6 empty] | P | 2013-09-18 | 2014-08-19 |  | Signals |  | End-dated due to duplication, replaced by 7942007000100
7 | LED 2 lamp far side pedestrian aspect (undimmed) | RED/GREEN | Telent Technology | SIG3RCPED-LV |  | 7942007001100 | 7 | 7 | [6 empty] | P | 2013-09-18 | 2013-11-19 |  | Signals
7 | LED 2 lamp far side pedestrian aspect (undimmed) | RED/GREEN | telent | SIG3RCPED-LV |  | 7942007001100 | 7 | 7 | [6 empty] | P | 2013-09-18 | 2014-08-19 |  | Signals |  | End-dated due to duplication, replaced by 7942007001100
7 | LED 2 lamp far side pedestrian aspect (dimmed) | RED/GREEN | Telent Technology | SIG3RCPED-ELV |  | 7943007000100 | 6.5 | 6.5 |  |  | 1.5 | 1.5 |  |  | P | 2013-09-18 | 2013-11-19 |  | Signals
7 | LED 2 lamp far side pedestrian aspect (dimmed) | RED/GREEN | telent | SIG3RCPED-ELV |  | 7943007000100 | 6.5 | 6.5 |  |  | 1.5 | 1.5 |  |  | P | 2013-09-18 | 2014-08-19 |  | Signals |  | End-dated due to duplication, replaced by 7943007000100
7 | LED 2 lamp far side pedestrian aspect (dimmed) | RED/GREEN | Telent Technology | SIG3RCPED-LV |  | 7943007001100 | 7 | 7 |  |  | 1 | 1.5 |  |  | P | 2013-09-18 | 2013-11-19 |  | Signals
7 | LED 2 lamp far side pedestrian aspect (dimmed) | RED/GREEN | telent | SIG3RCPED-LV |  | 7943007001100 | 7 | 7 |  |  | 1 | 1.5 |  |  | P | 2013-09-18 | 2014-08-19 |  | Signals |  | End-dated due to duplication, replaced by 7943007001100
41 | LED 2 lamp far side pedestrian aspect (dimmed) | Puffin | telent | Microsense PSU / PPDU | 7943041 | 7943041000100 | 41 |  |  |  | 10 |  |  |  | T | 2007-12-13 | 2012-02-15 | Standard Conversion | Signals
13 | LED filter (dimmed) | LED | Visilogue Ltd | Filter Dimmed | 7945013 | 7945013000100 | [8 empty] | Superseded by 79 45 013 000 100 | 2008-09-11 | 2008-09-11 | Standard Conversion | Signals
7 | LED Belisha Beacons (Undimmed) |  | Electrical Express | Flashing Beacon Lamp |  | 7946007001100 | 4 | 5 | 2 | 0.88 |  |  |  |  | P | 2012-07-18 | 2014-08-19 |  | Lamps |  | End-dated due to duplication, replaced by 7946007001100
16 | LED Belisha Beacons (Undimmed) |  | Simmonsigns | Modubel CIC c/w PC – Pedestrian Crossing LED Belisha Beacon |  | 7946016001100 | 9.5 | 26 | 24 | 0.36 | 2.6 | 19 | 19 | 0.14 | P | 2013-03-20 | 2013-10-15 |  | Signals
5 | LED Regulatory Sign Light | LED | telent | LED3G 48V |  | 7948005000100 | 5 | 5 | 1 | 0.98 |  |  |  |  | P | 2010-08-31 | 2014-11-18 | N/A | Signals |  | This code is replaced by 4000050019100
6 | LED Regulatory Sign Light | LED | telent | LED3G 230V |  | 7948006000100 | 6 | 6 | 2 | 0.94 |  |  |  |  | P | 2010-08-31 | 2014-11-18 | N/A | Signals |  | This code is replaced by 4000060016100
6 | LED Regulatory Sign Light |  | Fineline | FineREG U-2-12-200 |  | 7948006001100 | 6 | 14 | 13 | 0.41 |  |  |  |  | P | 2011-01-04 | 2014-11-18 | N/A | Signals |  | This code is replaced by 4000060017100
8 | LED Regulatory Sign Light |  | Peek Traffic Ltd | Elite TLED 48V Regulatory Sign Light |  | 7948008000100 | 8 | 8 | 2 | 0.98 |  |  |  |  | P | 2012-06-21 | 2014-11-18 |  | Signals |  | This code is replaced by 4000080019100
8 | LED Regulatory Sign Light | LED | Siemens | ELV LED REG SIGN 667/1/33510/000 |  | 7948008000100 | 8 | 8 | 1 | 0.99 | [5 empty] | 2009-02-23 | 2014-08-19 |  | Lamps |  | End-dated due to duplication, replaced by 7948008001100
8 | LED Regulatory Sign Light | LED | Siemens | ELV LED REG SIGN 667/1/33510/000 |  | 7948008001100 | 8 | 8 | 1 | 0.99 | [5 empty] | 2014-08-20 | 2014-11-18 |  | Lamps |  | This code is replaced by 4000080020100
9 | LED Regulatory Sign Light | LED | Simmonsigns | 230V Invinca Sign – Code INVL6/**** |  | 7948009000100 | 9 | 18 | 16 | [5 empty] | P | 2005-06-30 | 2013-03-19 | Standard Conversion | Signals | 2012-02-15 | This code has been replaced by 4000090005100
10 | LED Regulatory Sign Light |  | Siemens | 667/1/33510/230 LV LED Regulatory Sign |  | 7948010000100 | 9 | 9 | 2 | 0.99 |  |  |  |  | P | 2012-05-16 | 2014-11-18 | N/A | Signals |  | This code is replaced by 4000100012100
11 | LED Regulatory Sign Light | LED | Peek Traffic Ltd | Elite ELV Regulatory Sign |  | 7948011000100 | 11 | 12 | 2 | 0.99 |  |  |  |  | P | 2010-11-30 | 2014-11-18 | N/A | Signals |  | This code is replaced by 4000110004100
11 | LED Regulatory Sign Light |  | One2See Signs Ltd | AC750 + AC900-LED |  | 7948011001100 | 14 | 25 | 21 | 0.55 |  |  |  |  | P | 2012-12-19 | 2014-11-18 |  | Signals |  | This code is replaced by 4000110005100
12 | LED Regulatory Sign Light | LED | Simmonsigns | 24V Invinca Sign – Code INVL6/****24 |  | 7948012000100 | 12 | 21 | 17 | [5 empty] | P | 2005-06-30 | 2014-11-18 | Standard Conversion | Signals |  | This code is replaced by 4000120009100
14 | LED Regulatory Sign Light | LED | TWM Traffic | LED School Hazard Warning Sign – Code LEDSRSS | 7948014 | 7948014000100 | 14 | 15 | 5 | [5 empty] | P | 2005-06-30 | 2014-09-16 | Standard Conversion | Signals |  | End date due to incorrect coding. Replaced by 7947014001100
14 | LED Regulatory Sign Light |  | One2See Signs Ltd | BT750 + BT900-LED |  | 7948014001100 | 11 | 20 | 17 | 0.54 |  |  |  |  | P | 2012-12-19 | 2014-11-18 |  | Signals |  | This code is replaced by 4000140007100
15 | LED Regulatory Sign Light |  | Peek Traffic Ltd | Tidal Flow Indicator - Red Cross, Green Arrow OR combined |  | 7948015000100 | 15 | 30 | 26 | 0.51 |  |  |  |  | P | 2011-02-15 | 2014-11-18 | N/A | Signals |  | This code is replaced by 4000150010100
20 | LED Regulatory Sign Light | LED | Solargen | SG-02-05-000 6 x 1 watt LED sign light | 7948020 | 7948020000100 | 20 | [7 empty] | T | 2005-06-30 | 2012-02-15 | Standard Conversion | Signals
25 | LED Regulatory Sign Light | LED | Signature Limited | Delta Sunlight Type ELD-LED-*****-** |  | 7948025000100 | 25 | 30 | 16 | [5 empty] | P | 2005-06-30 | 2014-11-18 | Standard Conversion | Signals |  | This code is replaced by 4000250005100
15 | LED Belisha Beacons (Dimmed) | Belisha Beacon (dimmed by light sensor) | Westcotec | Belisha Beacon Light | 7950017 | 7950017000100 | 15 |  | 51 |  | 3 |  | 15 |  | T | 2006-11-01 | 2012-02-15 | Standard Conversion | Signals
15 | LED Belisha Beacons (Dimmed) | Belisha Beacon (dimmed by light sensor) | Zebrite Ltd | LED Belisha Beacon | 7950017 | 7950017000100 | 15 |  | 51 |  | 3 |  | 15 |  | T | 2009-01-05 | 2012-02-15 | Standard Conversion | Signals
15 | LED Belisha Beacons (Dimmed) | Belisha Beacon (dimmed by light sensor) | Zebrite Ltd | LED Belisha Beacon | 7950017 | 7950017000100 | 15 |  | 51 |  | 3 |  | 15 |  | Superceded by P version of same code | 2009-01-05 | 2012-06-21 | Standard Conversion | Signals | 2012-04-20 | Reinstated until 'P' Code is released.
30 | LED Tram Signal (dimmed) | LED | Siemens | Siemens ELV Tram Indicator 667/1/33500/ETC |  | 7951015000100 | 30 | 30 | 4 | 0.99 | 8 | 8 | 0 | 0.99 | P | 2011-12-01 | 2012-10-17 | N/A | Signals
66 | LED Tram Signal (dimmed) | LED | Siemens | Siemens ELV Tram Indicator 667/1/33500/ETC |  | 7951034000100 | 66 | 70 | 24 | 0.94 | 30 | 34 | 16 | 0.87 | P | 2011-12-01 | 2012-10-17 | N/A | Signals
3 | Pedestrian Detector | Kerbside Pedestrian Detector (Optical) | AGD | AGD 640 Digital Vision Pedestrian Detector (from S/No. -00014 onwards) |  | 7952003001100 | 3 | 8 | 7 | 0.43 | 4 | 8 | 7 | 0.52 | P | 2010-08-31 | 2014-07-15 | N/A | Signals | 2010-10-05 | End dated due to code change, replaced by 7953003000100
| Pedestrian Detector | Microwave | Visilogue Ltd | VisiPAD - Detection Unit | 7952014 | 7952014000100 | [8 empty] | Superseded by 79 52 014 000 100 | 2008-09-11 | 2008-09-11 | Standard Conversion | Signals
9 | LED 2 lamp Nearside Pedestrian aspect with/without push-button (dimmed) | LED | Siemens | 667/1/30210/100 |  | 7955009000100 | 9 | 19 | 16 | 0.5 | 12 | 46 | 45 | 0.25 | Superseded by 79 39 009 000 100 | 2009-02-23 | 2009-02-23 |  | Signals
9 | LED 2 lamp Nearside Pedestrian aspect with/without push-button (dimmed) | LED | Siemens | 667/1/30675/101 |  | 7955009001100 | 9 | 18 | 15 | 0.49 | 9 | 46 | 49 | 0.21 | Superseded by 79 39 009 001 100 | 2009-02-23 | 2009-02-23 |  | Signals
15 | LED 2 lamp Nearside Pedestrian aspect with/without push-button (dimmed) | Toucan | AGD | AGD 942 Toucan Near side Pedestrian Signal | 7955015 | 7955015000100 | 15 |  |  |  | 11 |  |  |  | Superseded by 79 55 012 000 100 | 2008-03-01 | 2010-08-31 | Standard Conversion | Signals
22 | LED 2 lamp Nearside Pedestrian aspect with/without push-button (dimmed) | Puffin | AGD | AGD 946 Combined PUFFIN Near Side Pedestrian Signal | 7955022 | 7955022000100 | 22 |  |  |  | 19 |  |  |  | Superseded by 79 55 013 000 100 | 2008-03-01 | 2010-08-31 | Standard Conversion | Signals
23 | LED 2 lamp Nearside Pedestrian aspect with/without push-button (dimmed) | Toucan | AGD | AGD 947 Combined Toucan Near side Pedestrian Signal | 7955023 | 7955023000100 | 23 |  |  |  | 20 |  |  |  | Superseded by 79 55 013 000 100 | 2008-03-01 | 2010-08-31 | Standard Conversion | Signals
100 | Advertising Hoardings |  | DW Outdoor Ltd | ADPOST Advertising Display Unit | 8040100 | 8040100000100 | 100 | 20 | [6 empty] | T | 2005-06-30 | 2012-02-15 | Standard Conversion | Miscellaneous
92 | Bus Information Systems |  | AIM | A4-2027-08 / A4-2027-10 LED Display | 8110092 | 8110092000100 | 92 | [7 empty] | T | 2007-10-12 | 2012-02-15 | Standard Conversion | Miscellaneous
133 | Bus Information Systems |  | AIM | A4-2027-09 / A4-2027-11 LED Display | 8110133 | 8110133000100 | 133 | [7 empty] | T | 2007-10-12 | 2012-02-15 | Standard Conversion | Miscellaneous
2 | CMS Equipment | CMS Control Device | Harvard Engineering | BranchNode WMBN-868A - Powered by an independent supply and not attached to any lighting column. |  | 8170002000100 | 2.1 | 7 | 7 | 0.29 |  |  |  |  | P | 2009-02-23 | 2014-08-19 |  | Miscellaneous | 2014-06-11 | End-dated due to duplication, replaced by 8170002005100
5 | CMS Equipment |  | Mayflower | Mayflower Submaster/Repeater - RP/SM/R153/*** |  | 8170005000100 | 5 | 15 | 14 | 0.35 |  |  |  |  | Superseded by 817 0005 000 100 | 2009-04-27 | 2009-10-01 |  | Miscellaneous
16 | Supply Cabinet |  | Vaisala Ltd | VaisalaType2ESS |  | 8300016000100 | 16 | 29 | 24 | 0.55 |  |  |  |  | P | 2013-10-16 | 2013-10-17 |  | Miscellaneous
64 | Supply Cabinet |  | Vaisala Ltd | VaisalaType3ESS |  | 8300064000100 | 64 | 106 | 85 | 0.6 |  |  |  |  | P | 2013-10-16 | 2013-10-17 |  | Miscellaneous
109 | Supply Cabinet |  | Vaisala Ltd | VaisalaType1ESS |  | 8300109000100 | 109 | 126 | 64 | 0.86 |  |  |  |  | P | 2013-10-16 | 2013-10-17 |  | Miscellaneous
34 | Telephone kiosks | 8w fluorescent std gear twin lamp circuit | BT | Type L1 lighting + type P4 phone |  | 8630034000100 | 34 | [7 empty] | P | 2005-06-01 | 2013-10-15 |  | Standard Conversion | Miscellaneous
34 | Telephone kiosks | 8w fluorescent std gear twin lamp circuit | BT | Type L1 lighting + type P4 phone |  | 8630034000100 | 34 | [7 empty] | P | 2005-06-01 | 2013-10-15 |  | Standard Conversion | Miscellaneous
50 | Telephone kiosks | 32w low pressure mercury H/F gear | BT | Type L2 lighting + type P4 phone |  | 8630050000100 | 50 | [7 empty] | P | 2005-06-01 | 2013-10-15 |  | Standard Conversion | Miscellaneous
400 | Air Quality Monitoring Device |  | Airpointer | Airpointer Compact Monitoring System |  | 8810400000100 | 400 | [7 empty] | T | 2008-08-12 | 2012-02-15 |  |  | Miscellaneous
0.85 | Electronic photocell | SELC 101 Electronic photocell | SELC Ireland | SELC 101 |  | 9040001004100 | 0.9 | 1 | 1 | 0.85 |  |  |  |  | P | 2011-08-30 | 2015-01-20 | N/A | Miscellaneous |  | Replaced by 9400010005100
0.2 | Multi Level 1-10V dimming module | LLC7200/00 DynaDimmer module 1-10V control signal | Philips Lighting | DynaDimmer |  | 9100000000100 | 0.2 | 0.4 | 0 | 0.5 |  |  |  |  | P | 2011-02-15 | 2014-07-15 | N/A | Miscellaneous |  | Replaced by the following 99 codes: 9900010000100, 9900010001100 and 9900020000100
1 | SELV Multi Level 1-10V dimming module | LLC7200/00 SELV DynaDimmer module 1-10V control signal | Philips Lighting | DynaDimmer |  | 9100010000100 | 1.4 | 2 | 1 | 0.7 |  |  |  |  | P | 2011-02-15 | 2014-07-15 | N/A | Miscellaneous |  | Replaced by the following 99 codes: 9900010000100, 9900010001100 and 9900020000100
2 | Time Switch Controllers |  | Alternite Ltd | Alternite |  | 9100020002100 | 1.95 | 4.78 | 4 | 0.41 |  |  |  |  | P | 2013-10-16 | 2015-03-17 |  | Lamps |  | Replaced by 91 0000 0001 100
4 | Time switch | Control | Mk5 | school flashers Mk5 Micro Timer | 9100040 | 9100040000100 | 4 | [7 empty] | T | 2008-05-01 | 2012-02-15 | Standard Conversion | Lamps
2 | Electronic photo-cell (infra red) | Control | Glasdon | Infra red photo detector for LED C008/3034 bollard baselight (24 Vac) |  | 9400020001100 | 1.5 | 11 | 11 | 0.13 |  |  |  |  | Superseded by 96 0002 0000 100 | 2009-02-23 | 2009-02-23 |  | Lamps
4 | Electronic photo-cell (infra red) | Control | Glasdon | Infra red photo detector for LED C008/3035 bollard baselight (240 Vac) |  | 9400040000100 | 4 | 10 | 9 | 0.4 |  |  |  |  | Superseded by 96 0004 0000 100 | 2009-02-23 | 2009-02-23 |  | Lamps
2 | Electronic photo-cell (low loss) and Ballast Standing Power | Control | Harvard Engineering | Part-night ballast standing power into permanent live terminal + a separate 0.25W Electronic photo cell (if a different photo cell is used a new code must be applied for) |  | 9600020000100 | 2.05 | 3 | 2 | 0.72 |  |  |  |  | Superseded by 97 0002 0000 100 | 2009-02-23 | 2009-02-23 |  | Lamps
0.03 | Electronic Controls (e.g. CMS Devices) |  | Lucy Zodion Ltd | Current (Load) Sensing Relay |  | 9800000000100 | 0 | 0 | 0 | 0.13 |  |  |  |  | P | 2011-06-06 | 2014-07-15 |  | Miscellaneous | 2012-08-01 | Date issued added 01/08/2012
1 | Electronic Controls (e.g. CMS Devices) | Control | Harvard Engineering | LeafNode WMLN-868A |  | 9800010000100 | 1.22 | 6 | 6 | 0.2 |  |  |  |  | P | 2008-10-15 | 2014-08-19 |  | Lamps |  | End-dated due to duplication, replaced by 9800010009100
2 | Electronic Controls (e.g. CMS Devices) | CMS Control Device | Harvard Engineering | BranchNode WMBN-868A |  | 9800020000100 | 2.13 | 7 | 7 | 0.29 |  |  |  |  | P | 2008-10-15 | 2014-08-19 |  | Lamps
0.5 | Remote Programmable Switch | Control | Remco | Syra (fitted inside the lamp column, works with either group switching or in conjunction with a photocell) |  | 9900010000100 | 0.5 | 2 | 1 | 0.33 |  |  |  |  | Superseded by 98 0001 0001 100 | 2009-02-23 | 2009-02-23 |  | Lamps
2 | CMS Control Device | Control | Harvard Engineering | BranchNode WMBN-868A - Powered by an independent supply and not attached to any lighting column. |  | 9900020000100 | 1.5 | 4 | 4 | 0.41 |  |  |  |  | Superseded by 817 0002 000 100 | 2009-02-23 | 2009-02-23 |  | Lamps | 2014-07-16 | Adjusted circuit watts to reflect the use of SELV and PECU together
2 | Multi-Level Static Dimming Controls | Control | Philips Lighting | SELV DynaDimmer & Generic PECU for use with MLSD |  | 9900020000100 | 1.5 | 2 | 1 | 0.75 |  |  |  |  | P | 2012-06-21 | 2014-07-15 |  | Lamps
2 | CMS Control Device | Control | Zodion | Vizion Collector VC-10 powered by independent VCPSU-10 power supply and not attached to any Ballast |  | 9900020000100 | 1.5 | 4 | 4 | 0.41 |  |  |  |  | Superseded by 817 0002 000 100 | 2009-02-23 | 2009-02-23 |  | Lamps
2 | Anti-Jamming Filter (CMS) | Filter | Remco | PHIL 15D Anti-Jamming Filter PHIL 30D Anti-Jamming Filter |  | 9900020001100 | 2 | [7 empty] | Superseded by 817 0002 001 100 | 2009-02-23 | 2009-02-23 |  | Lamps
4 | Anti-Jamming Filter (CMS) | Filter | Remco | PHIL63D Anti-Jamming Filter PHIL60D Anti-Jamming Filter |  | 9900040000100 | 4 | [7 empty] | Superseded by 817 0004 000 100 | 2009-02-23 | 2009-02-23 |  | Lamps
9 | CMS Control (Ground Cabinet) | Control | Remco | Remco CMS Control Cabinet (PAROS GSM + ANDROS TR + ANDROS CM + ANDROS PL + Cap 3) |  | 9900100000100 | 10 | [7 empty] | Superseded by 817 0010 000 100 | 2009-02-23 | 2009-02-23 |  | Lamps
40 | LED Street Lights |  | Urbis Schréder | 16 LED 760mA DDP1 |  | 4100400030100 | 40 | [8 empty] | 2016-03-16 | 2017-12-20 |  | Lamps |  | End-dated due to duplication - Equipment has Generic LED Code
192 | Variable Message Signs (dimmed) |  | Colas | MS 2x12 Light Load |  | 7937192000100 | 192 |  |  |  | 98 |  |  |  |  | 2016-04-20 | 2016-05-18 |  | Traffic Equipment | 2016-04-26 | Incorrectly generated code (Correct code moved to Motorways spreadsheet)
203 | Variable Message Signs (dimmed) |  | Colas | MS 2x12 Heavy Load |  | 7937203000100 | 203 |  |  |  | 98 |  |  |  |  | 2016-04-20 | 2016-05-18 |  | Traffic Equipment | 2016-04-26 | Incorrectly generated code (Correct code moved to Motorways spreadsheet)
1 | CMS Equipment |  | Telensa | Telensa Telecell (See notes) TC-E1-CN-BK-A TC-E1-MC-XX-A TC-E1-MC-BK-A TC-E1-2P-XX-A TC-E1-CN-BK-D TC-E1-MC-XX-D TC-E1-MC-BK-D TC-E1-XX-D |  | 8170001003100 | 1 | [8 empty] | 2011-06-15 | 2017-12-20 |  | Miscellaneous | 2018-01-17 | The Telensa Telecell has been wrongly coded as 8170001003100, customers should use 9800010002100 instead; amended circuit watts to comply with OID formatting
70 | Traffic master Units |  | Traffic Master Unit | Single camera sites (obsolete code) |  | 8730101000100 | 70 | [8 empty] | 2005-06-01 | 2017-12-20 |  | Miscellaneous | 2017-12-20 | Obsolete code
80 | Traffic master Units |  | Traffic Master Unit | Dual camera sites (obsolete code) |  | 8730201000100 | 80 | [8 empty] | 2005-06-01 | 2017-12-20 |  | Miscellaneous | 2017-12-20 | Obsolete code
0 | Electronic Photocells |  | INDO Lighting | INDO Integrated Photo Sensor |  | 9400000000100 | 0.09 | [8 empty] | 2015-04-15 | 2016-06-15 |  | Control Equipment |  | End dated due to incorrect prefix - New code 96 0000 0000 100, Amended Equipment Type to comply with OID on 16/09/2020
27 | LED Street Lights |  | TRT Lighting | Aspect 1 27W (52% Dimmed Circuit Watts) |  | 4100270010052 | 22 |  |  |  | 14 |  |  |  |  | 2013-09-18 | 2019-06-14 |  | Lamps |  | End dated because the Circuit Watts was in correct
27 | LED Street Lights |  | TRT Lighting | Aspect 1 27W |  | 4100270010100 | 22 | [8 empty] | 2013-09-18 | 2019-06-14 |  | Lamps |  | End dated because the Circuit Watts was in correct
72 | Bus Information Systems |  | Vix ACIS | AD190 Shannon Shelter Display - No audio option |  | 8110072000100 | 71 | [8 empty] | 2011-04-06 | 2018-01-17 |  | Miscellaneous | 2018-01-17 | this has been end dated to align the Charge Code and Nominal Watts with the OID and has been replaced by 8110071000100
72 | Bus Information Systems |  | Vix ACIS | AD190 Shannon Shelter Display - With audio option |  | 8110072001100 | 76 | [8 empty] | 2011-04-06 | 2018-01-17 |  | Miscellaneous | 2018-01-17 | this has been end dated to align the Charge Code and Nominal Watts with the OID and has been replaced by 8110076001100
1 | CMS Equipment |  | LUMINEXT | Luminyx GW 1 Smart OVL Gateway1(20.20.300S) |  | 8170001000100 | 1 | [8 empty] | 2019-07-17 | 2019-08-21 |  | Miscellaneous |  | End-dated due to duplication, replaced by 8170001001100
1 | CMS Equipment | Light Sensor Unit | Philips Lighting | Starsense 2 |  | 8170001004100 | 6 | [8 empty] | 2011-08-30 | 2018-01-17 |  | Miscellaneous | 2018-01-17 | this has been end dated to align the Charge Code and Nominal Watts with the OID and has been replaced by 8170006000100
16 | Pay & Display Machine |  | Cale Access | Cale Web Terminal (CWT) |  | 8380015000100 | 16 | [8 empty] | 2016-09-21 | 2018-01-17 |  | Miscellaneous | 2018-01-17 | this has been end dated to align the Charge Code and Nominal Watts with the OID and has been replaced by 8380016000100
40 | TV Camera/Equipment |  | Bosch Security Systems | MIC-7130-Px4 and NPD-6001A |  | 8700040001100 | 25 | [8 empty] | 2016-11-16 | 2018-01-17 |  | Miscellaneous | 2018-01-17 | Replaced by 8700025000100
40 | TV Camera/Equipment |  | Bosch Security Systems | MIC-7230-Px5 and NPD-6001A |  | 8700040002100 | 25 | [8 empty] | 2017-02-15 | 2018-01-17 |  | Miscellaneous | 2018-01-17 | Replaced by 8700025001100
6 | CCTV Illuminator |  | Digital Barriers | CCTV Equipment |  | 8710006000100 | 9 | [8 empty] | 2012-04-18 | 2018-01-17 |  | Miscellaneous
23 | CCTV Illuminator |  | Jenoptik Traffic Solutions UK | Vector Floodlight VYS8601-V1-5 |  | 8710023000100 | 24 | [8 empty] | 2016-06-15 | 2018-01-17 |  | Lamps
11 | Traffic master Units |  | Traffic Master Unit | Standalone IR site |  | 8730110000100 | 11 | [8 empty] | 2005-06-01 | 2018-01-17 |  | Miscellaneous | 2018-01-17 | Replaced by 8730011000100
23 | Traffic master Units |  | Traffic Master Unit | Sensor IR site |  | 8730230000100 | 23 | [8 empty] | 2005-06-01 | 2018-01-17 |  | Miscellaneous | 2018-01-17 | Replaced by 8730023000100
8 | Wi-Fi Equipment |  | Fluidmesh Networks LLC | FM1200V-HW |  | 8820008000100 | 7 | [8 empty] | 2014-04-16 | 2018-01-17 |  | Miscellaneous | 2018-01-17 | Replaced by 8820007002100
33 | Wi-Fi Equipment |  | Siklu Communications | EH-600T |  | 8820033000100 | 36 | [8 empty] | 2014-04-16 | 2018-01-17 |  | Miscellaneous | 2018-01-17 | Replaced by 8820036000100
0.71 | Electronic Controls (e.g. CMS devices) |  | Reverberi Enetec s.r.l. | LPR04-AL-66-NB-D |  | 9800010000100 | 0.71 | [8 empty] | 2019-05-22 | 2019-08-21 |  | Control Equipment |  | End-dated due to duplication, replaced by 9800010023100, Amended Equipment Type and Unit Description 1 to comply with OID on 16/09/2020
0.5 | Electronic Controls (e.g. CMS Devices) | mCMS device | Ubitricity | Ubitricity Control Charge Code |  | 9800010001100 | 0.5 | [8 empty] | 2018-08-15 | 2018-10-17 |  | Control Equipment |  | Energy drawn by EV charge points is captured in mCMS events, Amended Equipment Type to comply with OID on 16/09/2020
1 | Electronic Controls (e.g. CMS devices) |  | LUMINEXT | Luminyx OLC 300S DALI/1-10 V (10.70.300) |  | 9800010001100 | 1.17 | [8 empty] | 2019-07-17 | 2019-08-21 |  | Control Equipment |  | End-dated due to duplication, replaced by 9800010024100 on 21/08/2019, Amended Equipment Type and Unit Description 1 to comply with OID on 16/09/2020